## School
Green Light
January
|  | Number | Power [W] | Daily Time [min] | Time % | Min Time [min] | W1 Start | W1 End | W2 Start | W2 End | W3 Start | W3 End | Window % | Occasional Use | we/wd
| Indoor Bulb | 90 | 12 | 360 | 0.2 | 120 | 7:00 | 10:00 | 14:00 | 17:00 | - | - | 0.2 | no | wd
| Indoor Tubes | 130 | 30 | 360 | 0.2 | 120 | 7:00 | 10:00 | 14:00 | 17:00 | - | - | 0.2 | no | wd
| Outdoor Bulb | 10 | 40 | 720 | 0 | 720 | 0:00 | 6:00 | 18:00 | 0:00 | - | - | 0 | no | no
| Phone Charger | 14 | 7 | 300 | 0.2 | 60 | 8:00 | 12:00 | 14:00 | 17:00 | - | - | 0.35 | no | wd
| PC_type1 | 50 | 100 | 180 | 0.2 | 120 | 10:00 | 12:00 | 14:00 | 17:00 | - | - | 0.35 | 0.7 | wd
| PC_type2 | 1 | 100 | 540 | 0.2 | 360 | 8:00 | 17:00 | - | - | - | - | 0.2 | no | wd
| Laptop | 10 | 65 | 240 | 0.2 | 120 | 8:00 | 16:30 | - | - | - | - | 0.2 | no | wd
| Printer | 1 | 40 | 30 | 0.2 | 1 | 10:00 | 12:00 | 14:00 | 17:00 | - | - | 0.35 | no | wd
| Photocopy | 1 | 400 | 30 | 0.2 | 1 | 10:00 | 12:00 | 14:00 | 17:00 | - | - | 0.35 | no | wd
| Projector | 6 | 250 | 120 | 0.2 | 60 | 10:00 | 12:00 | 14:00 | 17:00 | - | - | 0.35 | 0.7 | wd
| Tablet | 150 | 10 | 120 | 0.2 | 60 | 10:00 | 12:00 | 14:00 | 17:00 | - | - | 0.35 | 0.7 | wd
| TV | 2 | 60 | 120 | 0.2 | 30 | 10:00 | 12:00 | 14:00 | 17:00 | - | - | 0.35 | 0.7 | wd
| Radio | 4 | 5 | 90 | 0.2 | 60 | 12:00 | 14:00 | - | - | - | - | 0.35 | no | wd
| Router | 2 | 6 | 1440 | 0 | 1440 | 0:00 | 0:00 | - | - | - | - | 0 | no | no
| Pump | 1 | 750 | 120 | 0.1 | 30 | 6:00 | 8:00 | - | - | - | - | 0.2 | no | wd
| Heater | - | - | - | - | - | - | - | - | - | - | - | - | - | -
February
|  | Number | Power [W] | Daily Time [min] | Time % | Min Time [min] | W1 Start | W1 End | W2 Start | W2 End | W3 Start | W3 End | Window % | Occasional Use | we/wd
| Indoor Bulb | 90 | 12 | 360 | 0.2 | 120 | 7:00 | 10:00 | 14:00 | 17:00 | - | - | 0.2 | no | wd
| Indoor Tubes | 130 | 30 | 360 | 0.2 | 120 | 7:00 | 10:00 | 14:00 | 17:00 | - | - | 0.2 | no | wd
| Outdoor Bulb | 10 | 40 | 720 | 0 | 720 | 0:00 | 6:00 | 18:00 | 0:00 | - | - | 0 | no | no
| Phone Charger | 14 | 7 | 300 | 0.2 | 60 | 8:00 | 12:00 | 14:00 | 17:00 | - | - | 0.35 | no | wd
| PC_type1 | 50 | 100 | 180 | 0.2 | 120 | 10:00 | 12:00 | 14:00 | 17:00 | - | - | 0.35 | 0.7 | wd
| PC_type2 | 1 | 100 | 540 | 0.2 | 360 | 8:00 | 17:00 | - | - | - | - | 0.2 | no | wd
| Laptop | 10 | 65 | 240 | 0.2 | 120 | 8:00 | 16:30 | - | - | - | - | 0.2 | no | wd
| Printer | 1 | 40 | 30 | 0.2 | 1 | 10:00 | 12:00 | 14:00 | 17:00 | - | - | 0.35 | no | wd
| Photocopy | 1 | 400 | 30 | 0.2 | 1 | 10:00 | 12:00 | 14:00 | 17:00 | - | - | 0.35 | no | wd
| Projector | 6 | 250 | 120 | 0.2 | 60 | 10:00 | 12:00 | 14:00 | 17:00 | - | - | 0.35 | 0.7 | wd
| Tablet | 150 | 10 | 120 | 0.2 | 60 | 10:00 | 12:00 | 14:00 | 17:00 | - | - | 0.35 | 0.7 | wd
| TV | 2 | 60 | 120 | 0.2 | 30 | 10:00 | 12:00 | 14:00 | 17:00 | - | - | 0.35 | 0.7 | wd
| Radio | 4 | 5 | 90 | 0.2 | 60 | 12:00 | 14:00 | - | - | - | - | 0.35 | no | wd
| Router | 2 | 6 | 1440 | 0 | 1440 | 0:00 | 0:00 | - | - | - | - | 0 | no | no
| Pump | 1 | 750 | 120 | 0.1 | 30 | 6:00 | 8:00 | - | - | - | - | 0.2 | no | wd
| Heater | - | - | - | - | - | - | - | - | - | - | - | - | - | -
March
|  | Number | Power [W] | Daily Time [min] | Time % | Min Time [min] | W1 Start | W1 End | W2 Start | W2 End | W3 Start | W3 End | Window % | Occasional Use | we/wd
| Indoor Bulb | 90 | 12 | 360 | 0.2 | 120 | 7:00 | 10:00 | 14:00 | 17:00 | - | - | 0.2 | no | wd
| Indoor Tubes | 130 | 30 | 360 | 0.2 | 120 | 7:00 | 10:00 | 14:00 | 17:00 | - | - | 0.2 | no | wd
| Outdoor Bulb | 10 | 40 | 720 | 0 | 720 | 0:00 | 6:00 | 18:00 | 0:00 | - | - | 0 | no | no
| Phone Charger | 14 | 7 | 300 | 0.2 | 60 | 8:00 | 12:00 | 14:00 | 17:00 | - | - | 0.35 | no | wd
| PC_type1 | 50 | 100 | 180 | 0.2 | 120 | 10:00 | 12:00 | 14:00 | 17:00 | - | - | 0.35 | 0.7 | wd
| PC_type2 | 1 | 100 | 540 | 0.2 | 360 | 8:00 | 17:00 | - | - | - | - | 0.2 | no | wd
| Laptop | 10 | 65 | 240 | 0.2 | 120 | 8:00 | 16:30 | - | - | - | - | 0.2 | no | wd
| Printer | 1 | 40 | 30 | 0.2 | 1 | 10:00 | 12:00 | 14:00 | 17:00 | - | - | 0.35 | no | wd
| Photocopy | 1 | 400 | 30 | 0.2 | 1 | 10:00 | 12:00 | 14:00 | 17:00 | - | - | 0.35 | no | wd
| Projector | 6 | 250 | 120 | 0.2 | 60 | 10:00 | 12:00 | 14:00 | 17:00 | - | - | 0.35 | 0.7 | wd
| Tablet | 150 | 10 | 120 | 0.2 | 60 | 10:00 | 12:00 | 14:00 | 17:00 | - | - | 0.35 | 0.7 | wd
| TV | 2 | 60 | 120 | 0.2 | 30 | 10:00 | 12:00 | 14:00 | 17:00 | - | - | 0.35 | 0.7 | wd
| Radio | 4 | 5 | 90 | 0.2 | 60 | 12:00 | 14:00 | - | - | - | - | 0.35 | no | wd
| Router | 2 | 6 | 1440 | 0 | 1440 | 0:00 | 0:00 | - | - | - | - | 0 | no | no
| Pump | 1 | 750 | 120 | 0.1 | 30 | 6:00 | 8:00 | - | - | - | - | 0.2 | no | wd
| Heater | 2 | 1000 +/- 0.3 | 30 | 0.3 | 10 | 8:00 | 10:00 | - | - | - | - | 0.35 | no | wd
April
|  | Number | Power [W] | Daily Time [min] | Time % | Min Time [min] | W1 Start | W1 End | W2 Start | W2 End | W3 Start | W3 End | Window % | Occasional Use | we/wd
| Indoor Bulb | 90 | 12 | 360 | 0.2 | 120 | 7:00 | 10:00 | 14:00 | 17:00 | - | - | 0.2 | no | wd
| Indoor Tubes | 130 | 30 | 360 | 0.2 | 120 | 7:00 | 10:00 | 14:00 | 17:00 | - | - | 0.2 | no | wd
| Outdoor Bulb | 10 | 40 | 720 | 0 | 720 | 0:00 | 6:00 | 18:00 | 0:00 | - | - | 0 | no | no
| Phone Charger | 14 | 7 | 300 | 0.2 | 60 | 8:00 | 12:00 | 14:00 | 17:00 | - | - | 0.35 | no | wd
| PC_type1 | 50 | 100 | 180 | 0.2 | 120 | 10:00 | 12:00 | 14:00 | 17:00 | - | - | 0.35 | 0.7 | wd
| PC_type2 | 1 | 100 | 540 | 0.2 | 360 | 8:00 | 17:00 | - | - | - | - | 0.2 | no | wd
| Laptop | 10 | 65 | 240 | 0.2 | 120 | 8:00 | 16:30 | - | - | - | - | 0.2 | no | wd
| Printer | 1 | 40 | 30 | 0.2 | 1 | 10:00 | 12:00 | 14:00 | 17:00 | - | - | 0.35 | no | wd
| Photocopy | 1 | 400 | 30 | 0.2 | 1 | 10:00 | 12:00 | 14:00 | 17:00 | - | - | 0.35 | no | wd
| Projector | 6 | 250 | 120 | 0.2 | 60 | 10:00 | 12:00 | 14:00 | 17:00 | - | - | 0.35 | 0.7 | wd
| Tablet | 150 | 10 | 120 | 0.2 | 60 | 10:00 | 12:00 | 14:00 | 17:00 | - | - | 0.35 | 0.7 | wd
| TV | 2 | 60 | 120 | 0.2 | 30 | 10:00 | 12:00 | 14:00 | 17:00 | - | - | 0.35 | 0.7 | wd
| Radio | 4 | 5 | 90 | 0.2 | 60 | 12:00 | 14:00 | - | - | - | - | 0.35 | no | wd
| Router | 2 | 6 | 1440 | 0 | 1440 | 0:00 | 0:00 | - | - | - | - | 0 | no | no
| Pump | 1 | 750 | 120 | 0.1 | 30 | 6:00 | 8:00 | - | - | - | - | 0.2 | no | wd
| Heater | 2 | 1000 +/- 0.3 | 30 | 0.3 | 10 | 8:00 | 10:00 | - | - | - | - | 0.35 | no | wd
May
|  | Number | Power [W] | Daily Time [min] | Time % | Min Time [min] | W1 Start | W1 End | W2 Start | W2 End | W3 Start | W3 End | Window % | Occasional Use | we/wd
| Indoor Bulb | 90 | 12 | 360 | 0.2 | 120 | 7:00 | 10:00 | 14:00 | 17:00 | - | - | 0.2 | no | wd
| Indoor Tubes | 130 | 30 | 360 | 0.2 | 120 | 7:00 | 10:00 | 14:00 | 17:00 | - | - | 0.2 | no | wd
| Outdoor Bulb | 10 | 40 | 720 | 0 | 720 | 0:00 | 6:00 | 18:00 | 0:00 | - | - | 0 | no | no
| Phone Charger | 14 | 7 | 300 | 0.2 | 60 | 8:00 | 12:00 | 14:00 | 17:00 | - | - | 0.35 | no | wd
| PC_type1 | 50 | 100 | 180 | 0.2 | 120 | 10:00 | 12:00 | 14:00 | 17:00 | - | - | 0.35 | 0.7 | wd
| PC_type2 | 1 | 100 | 540 | 0.2 | 360 | 8:00 | 17:00 | - | - | - | - | 0.2 | no | wd
| Laptop | 10 | 65 | 240 | 0.2 | 120 | 8:00 | 16:30 | - | - | - | - | 0.2 | no | wd
| Printer | 1 | 40 | 30 | 0.2 | 1 | 10:00 | 12:00 | 14:00 | 17:00 | - | - | 0.35 | no | wd
| Photocopy | 1 | 400 | 30 | 0.2 | 1 | 10:00 | 12:00 | 14:00 | 17:00 | - | - | 0.35 | no | wd
| Projector | 6 | 250 | 120 | 0.2 | 60 | 10:00 | 12:00 | 14:00 | 17:00 | - | - | 0.35 | 0.7 | wd
| Tablet | 150 | 10 | 120 | 0.2 | 60 | 10:00 | 12:00 | 14:00 | 17:00 | - | - | 0.35 | 0.7 | wd
| TV | 2 | 60 | 120 | 0.2 | 30 | 10:00 | 12:00 | 14:00 | 17:00 | - | - | 0.35 | 0.7 | wd
| Radio | 4 | 5 | 90 | 0.2 | 60 | 12:00 | 14:00 | - | - | - | - | 0.35 | no | wd
| Router | 2 | 6 | 1440 | 0 | 1440 | 0:00 | 0:00 | - | - | - | - | 0 | no | no
| Pump | 1 | 750 | 120 | 0.1 | 30 | 6:00 | 8:00 | - | - | - | - | 0.2 | no | wd
| Heater | 2 | 1000 +/- 0.3 | 30 | 0.3 | 10 | 8:00 | 10:00 | - | - | - | - | 0.35 | no | wd
June
|  | Number | Power [W] | Daily Time [min] | Time % | Min Time [min] | W1 Start | W1 End | W2 Start | W2 End | W3 Start | W3 End | Window % | Occasional Use | we/wd
| Indoor Bulb | 90 | 12 | 360 | 0.2 | 120 | 7:00 | 10:00 | 14:00 | 17:00 | - | - | 0.2 | no | wd
| Indoor Tubes | 130 | 30 | 360 | 0.2 | 120 | 7:00 | 10:00 | 14:00 | 17:00 | - | - | 0.2 | no | wd
| Outdoor Bulb | 10 | 40 | 720 | 0 | 720 | 0:00 | 6:00 | 18:00 | 0:00 | - | - | 0 | no | no
| Phone Charger | 14 | 7 | 300 | 0.2 | 60 | 8:00 | 12:00 | 14:00 | 17:00 | - | - | 0.35 | no | wd
| PC_type1 | 50 | 100 | 180 | 0.2 | 120 | 10:00 | 12:00 | 14:00 | 17:00 | - | - | 0.35 | 0.7 | wd
| PC_type2 | 1 | 100 | 540 | 0.2 | 360 | 8:00 | 17:00 | - | - | - | - | 0.2 | no | wd
| Laptop | 10 | 65 | 240 | 0.2 | 120 | 8:00 | 16:30 | - | - | - | - | 0.2 | no | wd
| Printer | 1 | 40 | 30 | 0.2 | 1 | 10:00 | 12:00 | 14:00 | 17:00 | - | - | 0.35 | no | wd
| Photocopy | 1 | 400 | 30 | 0.2 | 1 | 10:00 | 12:00 | 14:00 | 17:00 | - | - | 0.35 | no | wd
| Projector | 6 | 250 | 120 | 0.2 | 60 | 10:00 | 12:00 | 14:00 | 17:00 | - | - | 0.35 | 0.7 | wd
| Tablet | 150 | 10 | 120 | 0.2 | 60 | 10:00 | 12:00 | 14:00 | 17:00 | - | - | 0.35 | 0.7 | wd
| TV | 2 | 60 | 120 | 0.2 | 30 | 10:00 | 12:00 | 14:00 | 17:00 | - | - | 0.35 | 0.7 | wd
| Radio | 4 | 5 | 90 | 0.2 | 60 | 12:00 | 14:00 | - | - | - | - | 0.35 | no | wd
| Router | 2 | 6 | 1440 | 0 | 1440 | 0:00 | 0:00 | - | - | - | - | 0 | no | no
| Pump | 1 | 750 | 120 | 0.1 | 30 | 6:00 | 8:00 | - | - | - | - | 0.2 | no | wd
| Heater | 2 | 1000 +/- 0.3 | 30 | 0.3 | 10 | 8:00 | 10:00 | - | - | - | - | 0.35 | no | wd
July
|  | Number | Power [W] | Daily Time [min] | Time % | Min Time [min] | W1 Start | W1 End | W2 Start | W2 End | W3 Start | W3 End | Window % | Occasional Use | we/wd
| Indoor Bulb | 90 | 12 | 360 | 0.2 | 120 | 7:00 | 10:00 | 14:00 | 17:00 | - | - | 0.2 | no | wd
| Indoor Tubes | 130 | 30 | 360 | 0.2 | 120 | 7:00 | 10:00 | 14:00 | 17:00 | - | - | 0.2 | no | wd
| Outdoor Bulb | 10 | 40 | 720 | 0 | 720 | 0:00 | 6:00 | 18:00 | 0:00 | - | - | 0 | no | no
| Phone Charger | 14 | 7 | 300 | 0.2 | 60 | 8:00 | 12:00 | 14:00 | 17:00 | - | - | 0.35 | no | wd
| PC_type1 | 50 | 100 | 180 | 0.2 | 120 | 10:00 | 12:00 | 14:00 | 17:00 | - | - | 0.35 | 0.7 | wd
| PC_type2 | 1 | 100 | 540 | 0.2 | 360 | 8:00 | 17:00 | - | - | - | - | 0.2 | no | wd
| Laptop | 10 | 65 | 240 | 0.2 | 120 | 8:00 | 16:30 | - | - | - | - | 0.2 | no | wd
| Printer | 1 | 40 | 30 | 0.2 | 1 | 10:00 | 12:00 | 14:00 | 17:00 | - | - | 0.35 | no | wd
| Photocopy | 1 | 400 | 30 | 0.2 | 1 | 10:00 | 12:00 | 14:00 | 17:00 | - | - | 0.35 | no | wd
| Projector | 6 | 250 | 120 | 0.2 | 60 | 10:00 | 12:00 | 14:00 | 17:00 | - | - | 0.35 | 0.7 | wd
| Tablet | 150 | 10 | 120 | 0.2 | 60 | 10:00 | 12:00 | 14:00 | 17:00 | - | - | 0.35 | 0.7 | wd
| TV | 2 | 60 | 120 | 0.2 | 30 | 10:00 | 12:00 | 14:00 | 17:00 | - | - | 0.35 | 0.7 | wd
| Radio | 4 | 5 | 90 | 0.2 | 60 | 12:00 | 14:00 | - | - | - | - | 0.35 | no | wd
| Router | 2 | 6 | 1440 | 0 | 1440 | 0:00 | 0:00 | - | - | - | - | 0 | no | no
| Pump | 1 | 750 | 120 | 0.1 | 30 | 6:00 | 8:00 | - | - | - | - | 0.2 | no | wd
| Heater | 2 | 1000 +/- 0.3 | 30 | 0.3 | 10 | 8:00 | 10:00 | - | - | - | - | 0.35 | no | wd
August
|  | Number | Power [W] | Daily Time [min] | Time % | Min Time [min] | W1 Start | W1 End | W2 Start | W2 End | W3 Start | W3 End | Window % | Occasional Use | we/wd
| Indoor Bulb | 90 | 12 | 360 | 0.2 | 120 | 7:00 | 10:00 | 14:00 | 17:00 | - | - | 0.2 | no | wd
| Indoor Tubes | 130 | 30 | 360 | 0.2 | 120 | 7:00 | 10:00 | 14:00 | 17:00 | - | - | 0.2 | no | wd
| Outdoor Bulb | 10 | 40 | 720 | 0 | 720 | 0:00 | 6:00 | 18:00 | 0:00 | - | - | 0 | no | no
| Phone Charger | 14 | 7 | 300 | 0.2 | 60 | 8:00 | 12:00 | 14:00 | 17:00 | - | - | 0.35 | no | wd
| PC_type1 | 50 | 100 | 180 | 0.2 | 120 | 10:00 | 12:00 | 14:00 | 17:00 | - | - | 0.35 | 0.7 | wd
| PC_type2 | 1 | 100 | 540 | 0.2 | 360 | 8:00 | 17:00 | - | - | - | - | 0.2 | no | wd
| Laptop | 10 | 65 | 240 | 0.2 | 120 | 8:00 | 16:30 | - | - | - | - | 0.2 | no | wd
| Printer | 1 | 40 | 30 | 0.2 | 1 | 10:00 | 12:00 | 14:00 | 17:00 | - | - | 0.35 | no | wd
| Photocopy | 1 | 400 | 30 | 0.2 | 1 | 10:00 | 12:00 | 14:00 | 17:00 | - | - | 0.35 | no | wd
| Projector | 6 | 250 | 120 | 0.2 | 60 | 10:00 | 12:00 | 14:00 | 17:00 | - | - | 0.35 | 0.7 | wd
| Tablet | 150 | 10 | 120 | 0.2 | 60 | 10:00 | 12:00 | 14:00 | 17:00 | - | - | 0.35 | 0.7 | wd
| TV | 2 | 60 | 120 | 0.2 | 30 | 10:00 | 12:00 | 14:00 | 17:00 | - | - | 0.35 | 0.7 | wd
| Radio | 4 | 5 | 90 | 0.2 | 60 | 12:00 | 14:00 | - | - | - | - | 0.35 | no | wd
| Router | 2 | 6 | 1440 | 0 | 1440 | 0:00 | 0:00 | - | - | - | - | 0 | no | no
| Pump | 1 | 750 | 120 | 0.1 | 30 | 6:00 | 8:00 | - | - | - | - | 0.2 | no | wd
| Heater | 2 | 1000 +/- 0.3 | 30 | 0.3 | 10 | 8:00 | 10:00 | - | - | - | - | 0.35 | no | wd
September
|  | Number | Power [W] | Daily Time [min] | Time % | Min Time [min] | W1 Start | W1 End | W2 Start | W2 End | W3 Start | W3 End | Window % | Occasional Use | we/wd
| Indoor Bulb | 90 | 12 | 360 | 0.2 | 120 | 7:00 | 10:00 | 14:00 | 17:00 | - | - | 0.2 | no | wd
| Indoor Tubes | 130 | 30 | 360 | 0.2 | 120 | 7:00 | 10:00 | 14:00 | 17:00 | - | - | 0.2 | no | wd
| Outdoor Bulb | 10 | 40 | 720 | 0 | 720 | 0:00 | 6:00 | 18:00 | 0:00 | - | - | 0 | no | no
| Phone Charger | 14 | 7 | 300 | 0.2 | 60 | 8:00 | 12:00 | 14:00 | 17:00 | - | - | 0.35 | no | wd
| PC_type1 | 50 | 100 | 180 | 0.2 | 120 | 10:00 | 12:00 | 14:00 | 17:00 | - | - | 0.35 | 0.7 | wd
| PC_type2 | 1 | 100 | 540 | 0.2 | 360 | 8:00 | 17:00 | - | - | - | - | 0.2 | no | wd
| Laptop | 10 | 65 | 240 | 0.2 | 120 | 8:00 | 16:30 | - | - | - | - | 0.2 | no | wd
| Printer | 1 | 40 | 30 | 0.2 | 1 | 10:00 | 12:00 | 14:00 | 17:00 | - | - | 0.35 | no | wd
| Photocopy | 1 | 400 | 30 | 0.2 | 1 | 10:00 | 12:00 | 14:00 | 17:00 | - | - | 0.35 | no | wd
| Projector | 6 | 250 | 120 | 0.2 | 60 | 10:00 | 12:00 | 14:00 | 17:00 | - | - | 0.35 | 0.7 | wd
| Tablet | 150 | 10 | 120 | 0.2 | 60 | 10:00 | 12:00 | 14:00 | 17:00 | - | - | 0.35 | 0.7 | wd
| TV | 2 | 60 | 120 | 0.2 | 30 | 10:00 | 12:00 | 14:00 | 17:00 | - | - | 0.35 | 0.7 | wd
| Radio | 4 | 5 | 90 | 0.2 | 60 | 12:00 | 14:00 | - | - | - | - | 0.35 | no | wd
| Router | 2 | 6 | 1440 | 0 | 1440 | 0:00 | 0:00 | - | - | - | - | 0 | no | no
| Pump | 1 | 750 | 120 | 0.1 | 30 | 6:00 | 8:00 | - | - | - | - | 0.2 | no | wd
| Heater | 2 | 1000 +/- 0.3 | 30 | 0.3 | 10 | 8:00 | 10:00 | - | - | - | - | 0.35 | no | wd
October
|  | Number | Power [W] | Daily Time [min] | Time % | Min Time [min] | W1 Start | W1 End | W2 Start | W2 End | W3 Start | W3 End | Window % | Occasional Use | we/wd
| Indoor Bulb | 90 | 12 | 360 | 0.2 | 120 | 7:00 | 10:00 | 14:00 | 17:00 | - | - | 0.2 | no | wd
| Indoor Tubes | 130 | 30 | 360 | 0.2 | 120 | 7:00 | 10:00 | 14:00 | 17:00 | - | - | 0.2 | no | wd
| Outdoor Bulb | 10 | 40 | 720 | 0 | 720 | 0:00 | 6:00 | 18:00 | 0:00 | - | - | 0 | no | no
| Phone Charger | 14 | 7 | 300 | 0.2 | 60 | 8:00 | 12:00 | 14:00 | 17:00 | - | - | 0.35 | no | wd
| PC_type1 | 50 | 100 | 180 | 0.2 | 120 | 10:00 | 12:00 | 14:00 | 17:00 | - | - | 0.35 | 0.7 | wd
| PC_type2 | 1 | 100 | 540 | 0.2 | 360 | 8:00 | 17:00 | - | - | - | - | 0.2 | no | wd
| Laptop | 10 | 65 | 240 | 0.2 | 120 | 8:00 | 16:30 | - | - | - | - | 0.2 | no | wd
| Printer | 1 | 40 | 30 | 0.2 | 1 | 10:00 | 12:00 | 14:00 | 17:00 | - | - | 0.35 | no | wd
| Photocopy | 1 | 400 | 30 | 0.2 | 1 | 10:00 | 12:00 | 14:00 | 17:00 | - | - | 0.35 | no | wd
| Projector | 6 | 250 | 120 | 0.2 | 60 | 10:00 | 12:00 | 14:00 | 17:00 | - | - | 0.35 | 0.7 | wd
| Tablet | 150 | 10 | 120 | 0.2 | 60 | 10:00 | 12:00 | 14:00 | 17:00 | - | - | 0.35 | 0.7 | wd
| TV | 2 | 60 | 120 | 0.2 | 30 | 10:00 | 12:00 | 14:00 | 17:00 | - | - | 0.35 | 0.7 | wd
| Radio | 4 | 5 | 90 | 0.2 | 60 | 12:00 | 14:00 | - | - | - | - | 0.35 | no | wd
| Router | 2 | 6 | 1440 | 0 | 1440 | 0:00 | 0:00 | - | - | - | - | 0 | no | no
| Pump | 1 | 750 | 120 | 0.1 | 30 | 6:00 | 8:00 | - | - | - | - | 0.2 | no | wd
| Heater | 2 | 1000 +/- 0.3 | 30 | 0.3 | 10 | 8:00 | 10:00 | - | - | - | - | 0.35 | no | wd
November
|  | Number | Power [W] | Daily Time [min] | Time % | Min Time [min] | W1 Start | W1 End | W2 Start | W2 End | W3 Start | W3 End | Window % | Occasional Use | we/wd
| Indoor Bulb | - | - | - | - | - | - | - | - | - | - | - | - | - | -
| Indoor Tubes | - | - | - | - | - | - | - | - | - | - | - | - | - | -
| Outdoor Bulb | 10 | 40 | 720 | 0 | 720 | 0:00 | 6:00 | 18:00 | 0:00 | - | - | 0 | no | no
| Phone Charger | - | - | - | - | - | - | - | - | - | - | - | - | - | -
| PC_type1 | - | - | - | - | - | - | - | - | - | - | - | - | - | -
| PC_type2 | - | - | - | - | - | - | - | - | - | - | - | - | - | -
| Laptop | - | - | - | - | - | - | - | - | - | - | - | - | - | -
| Printer | - | - | - | - | - | - | - | - | - | - | - | - | - | -
| Photocopy | - | - | - | - | - | - | - | - | - | - | - | - | - | -
| Projector | - | - | - | - | - | - | - | - | - | - | - | - | - | -
| Tablet | - | - | - | - | - | - | - | - | - | - | - | - | - | -
| TV | - | - | - | - | - | - | - | - | - | - | - | - | - | -
| Radio | - | - | - | - | - | - | - | - | - | - | - | - | - | -
| Router | 2 | 6 | 1440 | 0 | 1440 | 0:00 | 0:00 | - | - | - | - | 0 | no | no
| Pump | - | - | - | - | - | - | - | - | - | - | - | - | - | -
| Heater | - | - | - | - | - | - | - | - | - | - | - | - | - | -
December
|  | Number | Power [W] | Daily Time [min] | Time % | Min Time [min] | W1 Start | W1 End | W2 Start | W2 End | W3 Start | W3 End | Window % | Occasional Use | we/wd
| Indoor Bulb | - | - | - | - | - | - | - | - | - | - | - | - | - | -
| Indoor Tubes | - | - | - | - | - | - | - | - | - | - | - | - | - | -
| Outdoor Bulb | 10 | 40 | 720 | 0 | 720 | 0:00 | 6:00 | 18:00 | 0:00 | - | - | 0 | no | no
| Phone Charger | - | - | - | - | - | - | - | - | - | - | - | - | - | -
| PC_type1 | - | - | - | - | - | - | - | - | - | - | - | - | - | -
| PC_type2 | - | - | - | - | - | - | - | - | - | - | - | - | - | -
| Laptop | - | - | - | - | - | - | - | - | - | - | - | - | - | -
| Printer | - | - | - | - | - | - | - | - | - | - | - | - | - | -
| Photocopy | - | - | - | - | - | - | - | - | - | - | - | - | - | -
| Projector | - | - | - | - | - | - | - | - | - | - | - | - | - | -
| Tablet | - | - | - | - | - | - | - | - | - | - | - | - | - | -
| TV | - | - | - | - | - | - | - | - | - | - | - | - | - | -
| Radio | - | - | - | - | - | - | - | - | - | - | - | - | - | -
| Router | 2 | 6 | 1440 | 0 | 1440 | 0:00 | 0:00 | - | - | - | - | 0 | no | no
| Pump | - | - | - | - | - | - | - | - | - | - | - | - | - | -
| Heater | - | - | - | - | - | - | - | - | - | - | - | - | - | -

## Hospital-1
Green Light
January
|  | Number | Power [W] | Daily Time [min] | Time % | Min Time [min] | W1 Start | W1 End | W2 Start | W2 End | W3 Start | W3 End | Window % | Occasional Use | we/wd
| Indoor Bulb | 11 | 12 | 300 | 0.2 | 120 | 8:00 | 17:00 | - | - | - | - | 0.2 | no | wd
| Indoor Tubes | 17 | 30 | 300 | 0.2 | 120 | 8:00 | 17:00 | - | - | - | - | 0.2 | no | wd
| Outdoor Bulb | 3 | 30 | 720 | 0 | 720 | 18:00 | 0:00 | 0:00 | 6:00 | - | - | 0 | no | no
| Radio | 1 | 7 | 120 | 0.2 | 30 | 12:00 | 15:00 | - | - | - | - | 0.35 | no | wd
| Sterilizer | 1 | 120 | 60 | 0.2 | 20 | 8:00 | 17:00 | - | - | - | - | 0.2 | no | wd
| Computer | 1 | 100 | 540 | 0.6 | 420 | 8:00 | 17:00 | - | - | - | - | 0.2 | no | wd
| Printer | 1 | 40 | 20 | 0.2 | 1 | 8:00 | 17:00 | - | - | - | - | 0.2 | no | wd
| Router | 1 | 6 | 1440 | 0 | 1440 | 0:00 | 0:00 | - | - | - | - | 0 | no | no
| Heater | - | - | - | - | - | - | - | - | - | - | - | - | - | -
| Phones | 6 | 7 | 300 | 0.2 | 60 | 8:00 | 17:00 | - | - | - | - | 0.2 | no | wd
| Fridge | 1 | 250 | Specific Cycle | Specific Cycle | Specific Cycle | Specific Cycle | Specific Cycle | Specific Cycle | Specific Cycle | Specific Cycle | Specific Cycle | Specific Cycle | no | no
February
|  | Number | Power [W] | Daily Time [min] | Time % | Min Time [min] | W1 Start | W1 End | W2 Start | W2 End | W3 Start | W3 End | Window % | Occasional Use | we/wd
| Indoor Bulb | 11 | 12 | 300 | 0.2 | 120 | 8:00 | 17:00 | - | - | - | - | 0.2 | no | wd
| Indoor Tubes | 17 | 30 | 300 | 0.2 | 120 | 8:00 | 17:00 | - | - | - | - | 0.2 | no | wd
| Outdoor Bulb | 3 | 30 | 720 | 0 | 720 | 18:00 | 0:00 | 0:00 | 6:00 | - | - | 0 | no | no
| Radio | 1 | 7 | 120 | 0.2 | 30 | 12:00 | 15:00 | - | - | - | - | 0.35 | no | wd
| Sterilizer | 1 | 120 | 60 | 0.2 | 20 | 8:00 | 17:00 | - | - | - | - | 0.2 | no | wd
| Computer | 1 | 100 | 540 | 0.6 | 420 | 8:00 | 17:00 | - | - | - | - | 0.2 | no | wd
| Printer | 1 | 40 | 20 | 0.2 | 1 | 8:00 | 17:00 | - | - | - | - | 0.2 | no | wd
| Router | 1 | 6 | 1440 | 0 | 1440 | 0:00 | 0:00 | - | - | - | - | 0 | no | no
| Heater | 1 | 1000 +/- 0.3 | 60 | 0.2 | 30 | 8:00 | 17:00 | - | - | - | - | 0.2 | no | wd
| Phones | 6 | 7 | 300 | 0.2 | 60 | 8:00 | 17:00 | - | - | - | - | 0.2 | no | wd
| Fridge | 1 | 250 | Specific Cycle | Specific Cycle | Specific Cycle | Specific Cycle | Specific Cycle | Specific Cycle | Specific Cycle | Specific Cycle | Specific Cycle | Specific Cycle | no | no
March
|  | Number | Power [W] | Daily Time [min] | Time % | Min Time [min] | W1 Start | W1 End | W2 Start | W2 End | W3 Start | W3 End | Window % | Occasional Use | we/wd
| Indoor Bulb | 11 | 12 | 300 | 0.2 | 120 | 8:00 | 17:00 | - | - | - | - | 0.2 | no | wd
| Indoor Tubes | 17 | 30 | 300 | 0.2 | 120 | 8:00 | 17:00 | - | - | - | - | 0.2 | no | wd
| Outdoor Bulb | 3 | 30 | 720 | 0 | 720 | 18:00 | 0:00 | 0:00 | 6:00 | - | - | 0 | no | no
| Radio | 1 | 7 | 120 | 0.2 | 30 | 12:00 | 15:00 | - | - | - | - | 0.35 | no | wd
| Sterilizer | 1 | 120 | 60 | 0.2 | 20 | 8:00 | 17:00 | - | - | - | - | 0.2 | no | wd
| Computer | 1 | 100 | 540 | 0.6 | 420 | 8:00 | 17:00 | - | - | - | - | 0.2 | no | wd
| Printer | 1 | 40 | 20 | 0.2 | 1 | 8:00 | 17:00 | - | - | - | - | 0.2 | no | wd
| Router | 1 | 6 | 1440 | 0 | 1440 | 0:00 | 0:00 | - | - | - | - | 0 | no | no
| Heater | 1 | 1000 +/- 0.3 | 120 | 0.2 | 30 | 8:00 | 17:00 | - | - | - | - | 0.2 | no | wd
| Phones | 6 | 7 | 300 | 0.2 | 60 | 8:00 | 17:00 | - | - | - | - | 0.2 | no | wd
| Fridge | 1 | 250 | Specific Cycle | Specific Cycle | Specific Cycle | Specific Cycle | Specific Cycle | Specific Cycle | Specific Cycle | Specific Cycle | Specific Cycle | Specific Cycle | no | no
April
|  | Number | Power [W] | Daily Time [min] | Time % | Min Time [min] | W1 Start | W1 End | W2 Start | W2 End | W3 Start | W3 End | Window % | Occasional Use | we/wd
| Indoor Bulb | 11 | 12 | 300 | 0.2 | 120 | 8:00 | 17:00 | - | - | - | - | 0.2 | no | wd
| Indoor Tubes | 17 | 30 | 300 | 0.2 | 120 | 8:00 | 17:00 | - | - | - | - | 0.2 | no | wd
| Outdoor Bulb | 3 | 30 | 720 | 0 | 720 | 18:00 | 0:00 | 0:00 | 6:00 | - | - | 0 | no | no
| Radio | 1 | 7 | 120 | 0.2 | 30 | 12:00 | 15:00 | - | - | - | - | 0.35 | no | wd
| Sterilizer | 1 | 120 | 60 | 0.2 | 20 | 8:00 | 17:00 | - | - | - | - | 0.2 | no | wd
| Computer | 1 | 100 | 540 | 0.6 | 420 | 8:00 | 17:00 | - | - | - | - | 0.2 | no | wd
| Printer | 1 | 40 | 20 | 0.2 | 1 | 8:00 | 17:00 | - | - | - | - | 0.2 | no | wd
| Router | 1 | 6 | 1440 | 0 | 1440 | 0:00 | 0:00 | - | - | - | - | 0 | no | no
| Heater | 1 | 1000 +/- 0.3 | 180 | 0.2 | 30 | 8:00 | 17:00 | - | - | - | - | 0.2 | no | wd
| Phones | 6 | 7 | 300 | 0.2 | 60 | 8:00 | 17:00 | - | - | - | - | 0.2 | no | wd
| Fridge | 1 | 250 | Specific Cycle | Specific Cycle | Specific Cycle | Specific Cycle | Specific Cycle | Specific Cycle | Specific Cycle | Specific Cycle | Specific Cycle | Specific Cycle | no | no
May
|  | Number | Power [W] | Daily Time [min] | Time % | Min Time [min] | W1 Start | W1 End | W2 Start | W2 End | W3 Start | W3 End | Window % | Occasional Use | we/wd
| Indoor Bulb | 11 | 12 | 300 | 0.2 | 120 | 8:00 | 17:00 | - | - | - | - | 0.2 | no | wd
| Indoor Tubes | 17 | 30 | 300 | 0.2 | 120 | 8:00 | 17:00 | - | - | - | - | 0.2 | no | wd
| Outdoor Bulb | 3 | 30 | 720 | 0 | 720 | 18:00 | 0:00 | 0:00 | 6:00 | - | - | 0 | no | no
| Radio | 1 | 7 | 120 | 0.2 | 30 | 12:00 | 15:00 | - | - | - | - | 0.35 | no | wd
| Sterilizer | 1 | 120 | 60 | 0.2 | 20 | 8:00 | 17:00 | - | - | - | - | 0.2 | no | wd
| Computer | 1 | 100 | 540 | 0.6 | 420 | 8:00 | 17:00 | - | - | - | - | 0.2 | no | wd
| Printer | 1 | 40 | 20 | 0.2 | 1 | 8:00 | 17:00 | - | - | - | - | 0.2 | no | wd
| Router | 1 | 6 | 1440 | 0 | 1440 | 0:00 | 0:00 | - | - | - | - | 0 | no | no
| Heater | 1 | 1000 +/- 0.3 | 180 | 0.2 | 30 | 8:00 | 17:00 | - | - | - | - | 0.2 | no | wd
| Phones | 6 | 7 | 300 | 0.2 | 60 | 8:00 | 17:00 | - | - | - | - | 0.2 | no | wd
| Fridge | 1 | 250 | Specific Cycle | Specific Cycle | Specific Cycle | Specific Cycle | Specific Cycle | Specific Cycle | Specific Cycle | Specific Cycle | Specific Cycle | Specific Cycle | no | no
June
|  | Number | Power [W] | Daily Time [min] | Time % | Min Time [min] | W1 Start | W1 End | W2 Start | W2 End | W3 Start | W3 End | Window % | Occasional Use | we/wd
| Indoor Bulb | 11 | 12 | 300 | 0.2 | 120 | 8:00 | 17:00 | - | - | - | - | 0.2 | no | wd
| Indoor Tubes | 17 | 30 | 300 | 0.2 | 120 | 8:00 | 17:00 | - | - | - | - | 0.2 | no | wd
| Outdoor Bulb | 3 | 30 | 720 | 0 | 720 | 18:00 | 0:00 | 0:00 | 6:00 | - | - | 0 | no | no
| Radio | 1 | 7 | 120 | 0.2 | 30 | 12:00 | 15:00 | - | - | - | - | 0.35 | no | wd
| Sterilizer | 1 | 120 | 60 | 0.2 | 20 | 8:00 | 17:00 | - | - | - | - | 0.2 | no | wd
| Computer | 1 | 100 | 540 | 0.6 | 420 | 8:00 | 17:00 | - | - | - | - | 0.2 | no | wd
| Printer | 1 | 40 | 20 | 0.2 | 1 | 8:00 | 17:00 | - | - | - | - | 0.2 | no | wd
| Router | 1 | 6 | 1440 | 0 | 1440 | 0:00 | 0:00 | - | - | - | - | 0 | no | no
| Heater | 1 | 1000 +/- 0.3 | 240 | 0.2 | 30 | 8:00 | 17:00 | - | - | - | - | 0.2 | no | wd
| Phones | 6 | 7 | 300 | 0.2 | 60 | 8:00 | 17:00 | - | - | - | - | 0.2 | no | wd
| Fridge | 1 | 250 | Specific Cycle | Specific Cycle | Specific Cycle | Specific Cycle | Specific Cycle | Specific Cycle | Specific Cycle | Specific Cycle | Specific Cycle | Specific Cycle | no | no
July
|  | Number | Power [W] | Daily Time [min] | Time % | Min Time [min] | W1 Start | W1 End | W2 Start | W2 End | W3 Start | W3 End | Window % | Occasional Use | we/wd
| Indoor Bulb | 11 | 12 | 300 | 0.2 | 120 | 8:00 | 17:00 | - | - | - | - | 0.2 | no | wd
| Indoor Tubes | 17 | 30 | 300 | 0.2 | 120 | 8:00 | 17:00 | - | - | - | - | 0.2 | no | wd
| Outdoor Bulb | 3 | 30 | 720 | 0 | 720 | 18:00 | 0:00 | 0:00 | 6:00 | - | - | 0 | no | no
| Radio | 1 | 7 | 120 | 0.2 | 30 | 12:00 | 15:00 | - | - | - | - | 0.35 | no | wd
| Sterilizer | 1 | 120 | 60 | 0.2 | 20 | 8:00 | 17:00 | - | - | - | - | 0.2 | no | wd
| Computer | 1 | 100 | 540 | 0.6 | 420 | 8:00 | 17:00 | - | - | - | - | 0.2 | no | wd
| Printer | 1 | 40 | 20 | 0.2 | 1 | 8:00 | 17:00 | - | - | - | - | 0.2 | no | wd
| Router | 1 | 6 | 1440 | 0 | 1440 | 0:00 | 0:00 | - | - | - | - | 0 | no | no
| Heater | 1 | 1000 +/- 0.3 | 240 | 0.2 | 30 | 8:00 | 17:00 | - | - | - | - | 0.2 | no | wd
| Phones | 6 | 7 | 300 | 0.2 | 60 | 8:00 | 17:00 | - | - | - | - | 0.2 | no | wd
| Fridge | 1 | 250 | Specific Cycle | Specific Cycle | Specific Cycle | Specific Cycle | Specific Cycle | Specific Cycle | Specific Cycle | Specific Cycle | Specific Cycle | Specific Cycle | no | no
August
|  | Number | Power [W] | Daily Time [min] | Time % | Min Time [min] | W1 Start | W1 End | W2 Start | W2 End | W3 Start | W3 End | Window % | Occasional Use | we/wd
| Indoor Bulb | 11 | 12 | 300 | 0.2 | 120 | 8:00 | 17:00 | - | - | - | - | 0.2 | no | wd
| Indoor Tubes | 17 | 30 | 300 | 0.2 | 120 | 8:00 | 17:00 | - | - | - | - | 0.2 | no | wd
| Outdoor Bulb | 3 | 30 | 720 | 0 | 720 | 18:00 | 0:00 | 0:00 | 6:00 | - | - | 0 | no | no
| Radio | 1 | 7 | 120 | 0.2 | 30 | 12:00 | 15:00 | - | - | - | - | 0.35 | no | wd
| Sterilizer | 1 | 120 | 60 | 0.2 | 20 | 8:00 | 17:00 | - | - | - | - | 0.2 | no | wd
| Computer | 1 | 100 | 540 | 0.6 | 420 | 8:00 | 17:00 | - | - | - | - | 0.2 | no | wd
| Printer | 1 | 40 | 20 | 0.2 | 1 | 8:00 | 17:00 | - | - | - | - | 0.2 | no | wd
| Router | 1 | 6 | 1440 | 0 | 1440 | 0:00 | 0:00 | - | - | - | - | 0 | no | no
| Heater | 1 | 1000 +/- 0.3 | 240 | 0.2 | 30 | 8:00 | 17:00 | - | - | - | - | 0.2 | no | wd
| Phones | 6 | 7 | 300 | 0.2 | 60 | 8:00 | 17:00 | - | - | - | - | 0.2 | no | wd
| Fridge | 1 | 250 | Specific Cycle | Specific Cycle | Specific Cycle | Specific Cycle | Specific Cycle | Specific Cycle | Specific Cycle | Specific Cycle | Specific Cycle | Specific Cycle | no | no
September
|  | Number | Power [W] | Daily Time [min] | Time % | Min Time [min] | W1 Start | W1 End | W2 Start | W2 End | W3 Start | W3 End | Window % | Occasional Use | we/wd
| Indoor Bulb | 11 | 12 | 300 | 0.2 | 120 | 8:00 | 17:00 | - | - | - | - | 0.2 | no | wd
| Indoor Tubes | 17 | 30 | 300 | 0.2 | 120 | 8:00 | 17:00 | - | - | - | - | 0.2 | no | wd
| Outdoor Bulb | 3 | 30 | 720 | 0 | 720 | 18:00 | 0:00 | 0:00 | 6:00 | - | - | 0 | no | no
| Radio | 1 | 7 | 120 | 0.2 | 30 | 12:00 | 15:00 | - | - | - | - | 0.35 | no | wd
| Sterilizer | 1 | 120 | 60 | 0.2 | 20 | 8:00 | 17:00 | - | - | - | - | 0.2 | no | wd
| Computer | 1 | 100 | 540 | 0.6 | 420 | 8:00 | 17:00 | - | - | - | - | 0.2 | no | wd
| Printer | 1 | 40 | 20 | 0.2 | 1 | 8:00 | 17:00 | - | - | - | - | 0.2 | no | wd
| Router | 1 | 6 | 1440 | 0 | 1440 | 0:00 | 0:00 | - | - | - | - | 0 | no | no
| Heater | 1 | 1000 +/- 0.3 | 180 | 0.2 | 30 | 8:00 | 17:00 | - | - | - | - | 0.2 | no | wd
| Phones | 6 | 7 | 300 | 0.2 | 60 | 8:00 | 17:00 | - | - | - | - | 0.2 | no | wd
| Fridge | 1 | 250 | Specific Cycle | Specific Cycle | Specific Cycle | Specific Cycle | Specific Cycle | Specific Cycle | Specific Cycle | Specific Cycle | Specific Cycle | Specific Cycle | no | no
October
|  | Number | Power [W] | Daily Time [min] | Time % | Min Time [min] | W1 Start | W1 End | W2 Start | W2 End | W3 Start | W3 End | Window % | Occasional Use | we/wd
| Indoor Bulb | 11 | 12 | 300 | 0.2 | 120 | 8:00 | 17:00 | - | - | - | - | 0.2 | no | wd
| Indoor Tubes | 17 | 30 | 300 | 0.2 | 120 | 8:00 | 17:00 | - | - | - | - | 0.2 | no | wd
| Outdoor Bulb | 3 | 30 | 720 | 0 | 720 | 18:00 | 0:00 | 0:00 | 6:00 | - | - | 0 | no | no
| Radio | 1 | 7 | 120 | 0.2 | 30 | 12:00 | 15:00 | - | - | - | - | 0.35 | no | wd
| Sterilizer | 1 | 120 | 60 | 0.2 | 20 | 8:00 | 17:00 | - | - | - | - | 0.2 | no | wd
| Computer | 1 | 100 | 540 | 0.6 | 420 | 8:00 | 17:00 | - | - | - | - | 0.2 | no | wd
| Printer | 1 | 40 | 20 | 0.2 | 1 | 8:00 | 17:00 | - | - | - | - | 0.2 | no | wd
| Router | 1 | 6 | 1440 | 0 | 1440 | 0:00 | 0:00 | - | - | - | - | 0 | no | no
| Heater | 1 | 1000 +/- 0.3 | 120 | 0.2 | 30 | 8:00 | 17:00 | - | - | - | - | 0.2 | no | wd
| Phones | 6 | 7 | 300 | 0.2 | 60 | 8:00 | 17:00 | - | - | - | - | 0.2 | no | wd
| Fridge | 1 | 250 | Specific Cycle | Specific Cycle | Specific Cycle | Specific Cycle | Specific Cycle | Specific Cycle | Specific Cycle | Specific Cycle | Specific Cycle | Specific Cycle | no | no
November
|  | Number | Power [W] | Daily Time [min] | Time % | Min Time [min] | W1 Start | W1 End | W2 Start | W2 End | W3 Start | W3 End | Window % | Occasional Use | we/wd
| Indoor Bulb | 11 | 12 | 300 | 0.2 | 120 | 8:00 | 17:00 | - | - | - | - | 0.2 | no | wd
| Indoor Tubes | 17 | 30 | 300 | 0.2 | 120 | 8:00 | 17:00 | - | - | - | - | 0.2 | no | wd
| Outdoor Bulb | 3 | 30 | 720 | 0 | 720 | 18:00 | 0:00 | 0:00 | 6:00 | - | - | 0 | no | no
| Radio | 1 | 7 | 120 | 0.2 | 30 | 12:00 | 15:00 | - | - | - | - | 0.35 | no | wd
| Sterilizer | 1 | 120 | 60 | 0.2 | 20 | 8:00 | 17:00 | - | - | - | - | 0.2 | no | wd
| Computer | 1 | 100 | 540 | 0.6 | 420 | 8:00 | 17:00 | - | - | - | - | 0.2 | no | wd
| Printer | 1 | 40 | 20 | 0.2 | 1 | 8:00 | 17:00 | - | - | - | - | 0.2 | no | wd
| Router | 1 | 6 | 1440 | 0 | 1440 | 0:00 | 0:00 | - | - | - | - | 0 | no | no
| Heater | 1 | 1000 +/- 0.3 | 60 | 0.2 | 30 | 8:00 | 17:00 | - | - | - | - | 0.2 | no | wd
| Phones | 6 | 7 | 300 | 0.2 | 60 | 8:00 | 17:00 | - | - | - | - | 0.2 | no | wd
| Fridge | 1 | 250 | Specific Cycle | Specific Cycle | Specific Cycle | Specific Cycle | Specific Cycle | Specific Cycle | Specific Cycle | Specific Cycle | Specific Cycle | Specific Cycle | no | no
December
|  | Number | Power [W] | Daily Time [min] | Time % | Min Time [min] | W1 Start | W1 End | W2 Start | W2 End | W3 Start | W3 End | Window % | Occasional Use | we/wd
| Indoor Bulb | 11 | 12 | 300 | 0.2 | 120 | 8:00 | 17:00 | - | - | - | - | 0.2 | no | wd
| Indoor Tubes | 17 | 30 | 300 | 0.2 | 120 | 8:00 | 17:00 | - | - | - | - | 0.2 | no | wd
| Outdoor Bulb | 3 | 30 | 720 | 0 | 720 | 18:00 | 0:00 | 0:00 | 6:00 | - | - | 0 | no | no
| Radio | 1 | 7 | 120 | 0.2 | 30 | 12:00 | 15:00 | - | - | - | - | 0.35 | no | wd
| Sterilizer | 1 | 120 | 60 | 0.2 | 20 | 8:00 | 17:00 | - | - | - | - | 0.2 | no | wd
| Computer | 1 | 100 | 540 | 0.6 | 420 | 8:00 | 17:00 | - | - | - | - | 0.2 | no | wd
| Printer | 1 | 40 | 20 | 0.2 | 1 | 8:00 | 17:00 | - | - | - | - | 0.2 | no | wd
| Router | 1 | 6 | 1440 | 0 | 1440 | 0:00 | 0:00 | - | - | - | - | 0 | no | no
| Heater | - | - | - | - | - | - | - | - | - | - | - | - | - | -
| Phones | 6 | 7 | 300 | 0.2 | 60 | 8:00 | 17:00 | - | - | - | - | 0.2 | no | wd
| Fridge | 1 | 250 | Specific Cycle | Specific Cycle | Specific Cycle | Specific Cycle | Specific Cycle | Specific Cycle | Specific Cycle | Specific Cycle | Specific Cycle | Specific Cycle | no | no

## Hospital-2
Green Light
January
|  | Number | Power [W] | Daily Time [min] | Time % | Min Time [min] | W1 Start | W1 End | W2 Start | W2 End | W3 Start | W3 End | Window % | Occasional Use | we/wd
| Indoor Bulb | 27 | 12 | 540 | 0.2 | 300 | 5:00 | 22:00 | - | - | - | - | 0.35 | no | no
| Indoor Tubes | 38 | 30 | 540 | 0.2 | 300 | 5:00 | 22:00 | - | - | - | - | 0.35 | no | no
| Outdoor Bulb | 6 | 30 | 720 | 0 | 720 | 0:00 | 6:00 | 18:00 | 0:00 | - | - | 0:00 | no | no
| Radio | 2 | 7 | 180 | 0.2 | 120 | 7:00 | 17:00 | - | - | - | - | 0.35 | no | no
| Sterilizer | 2 | 120 | 120 | 0.2 | 60 | 8:00 | 17:00 | - | - | - | - | 0.35 | no | no
| Blood Pressure | 1 | 400 | 120 | 0.2 | 60 | 8:00 | 17:00 | - | - | - | - | 0.35 | no | no
| Shaker | 2 | 10 | 120 | 0.2 | 60 | 8:00 | 17:00 | - | - | - | - | 0.35 | no | no
| Centrifuge | 2 | 120 | 120 | 0.2 | 60 | 8:00 | 17:00 | - | - | - | - | 0.35 | no | no
| Microscope | 2 | 30 | 120 | 0.2 | 60 | 8:00 | 17:00 | - | - | - | - | 0.35 | no | no
| Suction | 1 | 80 | 60 | 0.2 | 30 | 8:00 | 17:00 | - | - | - | - | 0.35 | 0.5 | no
| Incubator | 2 | 300 | 1440 | 0.3 | 720 | 0:00 | 0:00 | - | - | - | - | 0 | 0.75 | no
| Hemogram | 1 | 350 | 120 | 0.2 | 60 | 8:00 | 17:00 | - | - | - | - | 0.35 | no | no
| X-Ray | 1 | 32000 | 15 | 0.2 | 1 | 8:00 | 17:00 | - | - | - | - | 0.35 | 0.5 | no
| Ultrasound | 1 | 100 | 60 | 0.2 | 30 | 8:00 | 17:00 | - | - | - | - | 0.35 | 0.75 | no
| Computer | 2 | 100 | 540 | 0.1 | 480 | 8:00 | 17:00 | - | - | - | - | 0.35 | no | no
| Printer | 2 | 40 | 30 | 0.2 | 1 | 8:00 | 17:00 | - | - | - | - | 0.35 | no | no
| Router | 1 | 6 | 1440 | 0 | 1440 | 0:00 | 0:00 | - | - | - | - | 0 | no | no
| Heater | - | - | - | - | - | - | - | - | - | - | - | - | - | -
| Phone | 20 | 7 | 300 | 0.2 | 60 | 0:00 | 0:00 | - | - | - | - | 0 | no | no
| Fridge | 3 | 250 | Specific Cycle | Specific Cycle | Specific Cycle | Specific Cycle | Specific Cycle | Specific Cycle | Specific Cycle | Specific Cycle | Specific Cycle | Specific Cycle | no | no
February
|  | Number | Power [W] | Daily Time [min] | Time % | Min Time [min] | W1 Start | W1 End | W2 Start | W2 End | W3 Start | W3 End | Window % | Occasional Use | we/wd
| Indoor Bulb | 27 | 12 | 540 | 0.2 | 300 | 5:00 | 22:00 | - | - | - | - | 0.35 | no | no
| Indoor Tubes | 38 | 30 | 540 | 0.2 | 300 | 5:00 | 22:00 | - | - | - | - | 0.35 | no | no
| Outdoor Bulb | 6 | 30 | 720 | 0 | 720 | 0:00 | 6:00 | 18:00 | 0:00 | - | - | 0:00 | no | no
| Radio | 2 | 7 | 180 | 0.2 | 120 | 7:00 | 17:00 | - | - | - | - | 0.35 | no | no
| Sterilizer | 2 | 120 | 120 | 0.2 | 60 | 8:00 | 17:00 | - | - | - | - | 0.35 | no | no
| Blood Pressure | 1 | 400 | 120 | 0.2 | 60 | 8:00 | 17:00 | - | - | - | - | 0.35 | no | no
| Shaker | 2 | 10 | 120 | 0.2 | 60 | 8:00 | 17:00 | - | - | - | - | 0.35 | no | no
| Centrifuge | 2 | 120 | 120 | 0.2 | 60 | 8:00 | 17:00 | - | - | - | - | 0.35 | no | no
| Microscope | 2 | 30 | 120 | 0.2 | 60 | 8:00 | 17:00 | - | - | - | - | 0.35 | no | no
| Suction | 1 | 80 | 60 | 0.2 | 30 | 8:00 | 17:00 | - | - | - | - | 0.35 | 0.5 | no
| Incubator | 2 | 300 | 1440 | 0.3 | 720 | 0:00 | 0:00 | - | - | - | - | 0 | 0.75 | no
| Hemogram | 1 | 350 | 120 | 0.2 | 60 | 8:00 | 17:00 | - | - | - | - | 0.35 | no | no
| X-Ray | 1 | 32000 | 15 | 0.2 | 1 | 8:00 | 17:00 | - | - | - | - | 0.35 | 0.5 | no
| Ultrasound | 1 | 100 | 60 | 0.2 | 30 | 8:00 | 17:00 | - | - | - | - | 0.35 | 0.75 | no
| Computer | 2 | 100 | 540 | 0.1 | 480 | 8:00 | 17:00 | - | - | - | - | 0.35 | no | no
| Printer | 2 | 40 | 30 | 0.2 | 1 | 8:00 | 17:00 | - | - | - | - | 0.35 | no | no
| Router | 1 | 6 | 1440 | 0 | 1440 | 0:00 | 0:00 | - | - | - | - | 0 | no | no
| Heater | 4 | 1000 +/- 0.3 | 480 | 0.2 | 300 | 0:00 | 0:00 | - | - | - | - | 0 | 0.2 | no
| Phone | 20 | 7 | 300 | 0.2 | 60 | 0:00 | 0:00 | - | - | - | - | 0 | no | no
| Fridge | 3 | 250 | Specific Cycle | Specific Cycle | Specific Cycle | Specific Cycle | Specific Cycle | Specific Cycle | Specific Cycle | Specific Cycle | Specific Cycle | Specific Cycle | no | no
March
|  | Number | Power [W] | Daily Time [min] | Time % | Min Time [min] | W1 Start | W1 End | W2 Start | W2 End | W3 Start | W3 End | Window % | Occasional Use | we/wd
| Indoor Bulb | 27 | 12 | 540 | 0.2 | 300 | 5:00 | 22:00 | - | - | - | - | 0.35 | no | no
| Indoor Tubes | 38 | 30 | 540 | 0.2 | 300 | 5:00 | 22:00 | - | - | - | - | 0.35 | no | no
| Outdoor Bulb | 6 | 30 | 720 | 0 | 720 | 0:00 | 6:00 | 18:00 | 0:00 | - | - | 0:00 | no | no
| Radio | 2 | 7 | 180 | 0.2 | 120 | 7:00 | 17:00 | - | - | - | - | 0.35 | no | no
| Sterilizer | 2 | 120 | 120 | 0.2 | 60 | 8:00 | 17:00 | - | - | - | - | 0.35 | no | no
| Blood Pressure | 1 | 400 | 120 | 0.2 | 60 | 8:00 | 17:00 | - | - | - | - | 0.35 | no | no
| Shaker | 2 | 10 | 120 | 0.2 | 60 | 8:00 | 17:00 | - | - | - | - | 0.35 | no | no
| Centrifuge | 2 | 120 | 120 | 0.2 | 60 | 8:00 | 17:00 | - | - | - | - | 0.35 | no | no
| Microscope | 2 | 30 | 120 | 0.2 | 60 | 8:00 | 17:00 | - | - | - | - | 0.35 | no | no
| Suction | 1 | 80 | 60 | 0.2 | 30 | 8:00 | 17:00 | - | - | - | - | 0.35 | 0.5 | no
| Incubator | 2 | 300 | 1440 | 0.3 | 720 | 0:00 | 0:00 | - | - | - | - | 0 | 0.75 | no
| Hemogram | 1 | 350 | 120 | 0.2 | 60 | 8:00 | 17:00 | - | - | - | - | 0.35 | no | no
| X-Ray | 1 | 32000 | 15 | 0.2 | 1 | 8:00 | 17:00 | - | - | - | - | 0.35 | 0.5 | no
| Ultrasound | 1 | 100 | 60 | 0.2 | 30 | 8:00 | 17:00 | - | - | - | - | 0.35 | 0.75 | no
| Computer | 2 | 100 | 540 | 0.1 | 480 | 8:00 | 17:00 | - | - | - | - | 0.35 | no | no
| Printer | 2 | 40 | 30 | 0.2 | 1 | 8:00 | 17:00 | - | - | - | - | 0.35 | no | no
| Router | 1 | 6 | 1440 | 0 | 1440 | 0:00 | 0:00 | - | - | - | - | 0 | no | no
| Heater | 4 | 1000 +/- 0.3 | 480 | 0.2 | 300 | 0:00 | 0:00 | - | - | - | - | 0 | 0.4 | no
| Phone | 20 | 7 | 300 | 0.2 | 60 | 0:00 | 0:00 | - | - | - | - | 0 | no | no
| Fridge | 3 | 250 | Specific Cycle | Specific Cycle | Specific Cycle | Specific Cycle | Specific Cycle | Specific Cycle | Specific Cycle | Specific Cycle | Specific Cycle | Specific Cycle | no | no
April
|  | Number | Power [W] | Daily Time [min] | Time % | Min Time [min] | W1 Start | W1 End | W2 Start | W2 End | W3 Start | W3 End | Window % | Occasional Use | we/wd
| Indoor Bulb | 27 | 12 | 540 | 0.2 | 300 | 5:00 | 22:00 | - | - | - | - | 0.35 | no | no
| Indoor Tubes | 38 | 30 | 540 | 0.2 | 300 | 5:00 | 22:00 | - | - | - | - | 0.35 | no | no
| Outdoor Bulb | 6 | 30 | 720 | 0 | 720 | 0:00 | 6:00 | 18:00 | 0:00 | - | - | 0:00 | no | no
| Radio | 2 | 7 | 180 | 0.2 | 120 | 7:00 | 17:00 | - | - | - | - | 0.35 | no | no
| Sterilizer | 2 | 120 | 120 | 0.2 | 60 | 8:00 | 17:00 | - | - | - | - | 0.35 | no | no
| Blood Pressure | 1 | 400 | 120 | 0.2 | 60 | 8:00 | 17:00 | - | - | - | - | 0.35 | no | no
| Shaker | 2 | 10 | 120 | 0.2 | 60 | 8:00 | 17:00 | - | - | - | - | 0.35 | no | no
| Centrifuge | 2 | 120 | 120 | 0.2 | 60 | 8:00 | 17:00 | - | - | - | - | 0.35 | no | no
| Microscope | 2 | 30 | 120 | 0.2 | 60 | 8:00 | 17:00 | - | - | - | - | 0.35 | no | no
| Suction | 1 | 80 | 60 | 0.2 | 30 | 8:00 | 17:00 | - | - | - | - | 0.35 | 0.5 | no
| Incubator | 2 | 300 | 1440 | 0.3 | 720 | 0:00 | 0:00 | - | - | - | - | 0 | 0.75 | no
| Hemogram | 1 | 350 | 120 | 0.2 | 60 | 8:00 | 17:00 | - | - | - | - | 0.35 | no | no
| X-Ray | 1 | 32000 | 15 | 0.2 | 1 | 8:00 | 17:00 | - | - | - | - | 0.35 | 0.5 | no
| Ultrasound | 1 | 100 | 60 | 0.2 | 30 | 8:00 | 17:00 | - | - | - | - | 0.35 | 0.75 | no
| Computer | 2 | 100 | 540 | 0.1 | 480 | 8:00 | 17:00 | - | - | - | - | 0.35 | no | no
| Printer | 2 | 40 | 30 | 0.2 | 1 | 8:00 | 17:00 | - | - | - | - | 0.35 | no | no
| Router | 1 | 6 | 1440 | 0 | 1440 | 0:00 | 0:00 | - | - | - | - | 0 | no | no
| Heater | 4 | 1000 +/- 0.3 | 480 | 0.2 | 300 | 0:00 | 0:00 | - | - | - | - | 0 | 0.6 | no
| Phone | 20 | 7 | 300 | 0.2 | 60 | 0:00 | 0:00 | - | - | - | - | 0 | no | no
| Fridge | 3 | 250 | Specific Cycle | Specific Cycle | Specific Cycle | Specific Cycle | Specific Cycle | Specific Cycle | Specific Cycle | Specific Cycle | Specific Cycle | Specific Cycle | no | no
May
|  | Number | Power [W] | Daily Time [min] | Time % | Min Time [min] | W1 Start | W1 End | W2 Start | W2 End | W3 Start | W3 End | Window % | Occasional Use | we/wd
| Indoor Bulb | 27 | 12 | 540 | 0.2 | 300 | 5:00 | 22:00 | - | - | - | - | 0.35 | no | no
| Indoor Tubes | 38 | 30 | 540 | 0.2 | 300 | 5:00 | 22:00 | - | - | - | - | 0.35 | no | no
| Outdoor Bulb | 6 | 30 | 720 | 0 | 720 | 0:00 | 6:00 | 18:00 | 0:00 | - | - | 0:00 | no | no
| Radio | 2 | 7 | 180 | 0.2 | 120 | 7:00 | 17:00 | - | - | - | - | 0.35 | no | no
| Sterilizer | 2 | 120 | 120 | 0.2 | 60 | 8:00 | 17:00 | - | - | - | - | 0.35 | no | no
| Blood Pressure | 1 | 400 | 120 | 0.2 | 60 | 8:00 | 17:00 | - | - | - | - | 0.35 | no | no
| Shaker | 2 | 10 | 120 | 0.2 | 60 | 8:00 | 17:00 | - | - | - | - | 0.35 | no | no
| Centrifuge | 2 | 120 | 120 | 0.2 | 60 | 8:00 | 17:00 | - | - | - | - | 0.35 | no | no
| Microscope | 2 | 30 | 120 | 0.2 | 60 | 8:00 | 17:00 | - | - | - | - | 0.35 | no | no
| Suction | 1 | 80 | 60 | 0.2 | 30 | 8:00 | 17:00 | - | - | - | - | 0.35 | 0.5 | no
| Incubator | 2 | 300 | 1440 | 0.3 | 720 | 0:00 | 0:00 | - | - | - | - | 0 | 0.75 | no
| Hemogram | 1 | 350 | 120 | 0.2 | 60 | 8:00 | 17:00 | - | - | - | - | 0.35 | no | no
| X-Ray | 1 | 32000 | 15 | 0.2 | 1 | 8:00 | 17:00 | - | - | - | - | 0.35 | 0.5 | no
| Ultrasound | 1 | 100 | 60 | 0.2 | 30 | 8:00 | 17:00 | - | - | - | - | 0.35 | 0.75 | no
| Computer | 2 | 100 | 540 | 0.1 | 480 | 8:00 | 17:00 | - | - | - | - | 0.35 | no | no
| Printer | 2 | 40 | 30 | 0.2 | 1 | 8:00 | 17:00 | - | - | - | - | 0.35 | no | no
| Router | 1 | 6 | 1440 | 0 | 1440 | 0:00 | 0:00 | - | - | - | - | 0 | no | no
| Heater | 4 | 1000 +/- 0.3 | 480 | 0.2 | 300 | 0:00 | 0:00 | - | - | - | - | 0 | 0.8 | no
| Phone | 20 | 7 | 300 | 0.2 | 60 | 0:00 | 0:00 | - | - | - | - | 0 | no | no
| Fridge | 3 | 250 | Specific Cycle | Specific Cycle | Specific Cycle | Specific Cycle | Specific Cycle | Specific Cycle | Specific Cycle | Specific Cycle | Specific Cycle | Specific Cycle | no | no
June
|  | Number | Power [W] | Daily Time [min] | Time % | Min Time [min] | W1 Start | W1 End | W2 Start | W2 End | W3 Start | W3 End | Window % | Occasional Use | we/wd
| Indoor Bulb | 27 | 12 | 540 | 0.2 | 300 | 5:00 | 22:00 | - | - | - | - | 0.35 | no | no
| Indoor Tubes | 38 | 30 | 540 | 0.2 | 300 | 5:00 | 22:00 | - | - | - | - | 0.35 | no | no
| Outdoor Bulb | 6 | 30 | 720 | 0 | 720 | 0:00 | 6:00 | 18:00 | 0:00 | - | - | 0:00 | no | no
| Radio | 2 | 7 | 180 | 0.2 | 120 | 7:00 | 17:00 | - | - | - | - | 0.35 | no | no
| Sterilizer | 2 | 120 | 120 | 0.2 | 60 | 8:00 | 17:00 | - | - | - | - | 0.35 | no | no
| Blood Pressure | 1 | 400 | 120 | 0.2 | 60 | 8:00 | 17:00 | - | - | - | - | 0.35 | no | no
| Shaker | 2 | 10 | 120 | 0.2 | 60 | 8:00 | 17:00 | - | - | - | - | 0.35 | no | no
| Centrifuge | 2 | 120 | 120 | 0.2 | 60 | 8:00 | 17:00 | - | - | - | - | 0.35 | no | no
| Microscope | 2 | 30 | 120 | 0.2 | 60 | 8:00 | 17:00 | - | - | - | - | 0.35 | no | no
| Suction | 1 | 80 | 60 | 0.2 | 30 | 8:00 | 17:00 | - | - | - | - | 0.35 | 0.5 | no
| Incubator | 2 | 300 | 1440 | 0.3 | 720 | 0:00 | 0:00 | - | - | - | - | 0 | 0.75 | no
| Hemogram | 1 | 350 | 120 | 0.2 | 60 | 8:00 | 17:00 | - | - | - | - | 0.35 | no | no
| X-Ray | 1 | 32000 | 15 | 0.2 | 1 | 8:00 | 17:00 | - | - | - | - | 0.35 | 0.5 | no
| Ultrasound | 1 | 100 | 60 | 0.2 | 30 | 8:00 | 17:00 | - | - | - | - | 0.35 | 0.75 | no
| Computer | 2 | 100 | 540 | 0.1 | 480 | 8:00 | 17:00 | - | - | - | - | 0.35 | no | no
| Printer | 2 | 40 | 30 | 0.2 | 1 | 8:00 | 17:00 | - | - | - | - | 0.35 | no | no
| Router | 1 | 6 | 1440 | 0 | 1440 | 0:00 | 0:00 | - | - | - | - | 0 | no | no
| Heater | 4 | 1000 +/- 0.3 | 480 | 0.2 | 300 | 0:00 | 0:00 | - | - | - | - | 0 | no | no
| Phone | 20 | 7 | 300 | 0.2 | 60 | 0:00 | 0:00 | - | - | - | - | 0 | no | no
| Fridge | 3 | 250 | Specific Cycle | Specific Cycle | Specific Cycle | Specific Cycle | Specific Cycle | Specific Cycle | Specific Cycle | Specific Cycle | Specific Cycle | Specific Cycle | no | no
July
|  | Number | Power [W] | Daily Time [min] | Time % | Min Time [min] | W1 Start | W1 End | W2 Start | W2 End | W3 Start | W3 End | Window % | Occasional Use | we/wd
| Indoor Bulb | 27 | 12 | 540 | 0.2 | 300 | 5:00 | 22:00 | - | - | - | - | 0.35 | no | no
| Indoor Tubes | 38 | 30 | 540 | 0.2 | 300 | 5:00 | 22:00 | - | - | - | - | 0.35 | no | no
| Outdoor Bulb | 6 | 30 | 720 | 0 | 720 | 0:00 | 6:00 | 18:00 | 0:00 | - | - | 0:00 | no | no
| Radio | 2 | 7 | 180 | 0.2 | 120 | 7:00 | 17:00 | - | - | - | - | 0.35 | no | no
| Sterilizer | 2 | 120 | 120 | 0.2 | 60 | 8:00 | 17:00 | - | - | - | - | 0.35 | no | no
| Blood Pressure | 1 | 400 | 120 | 0.2 | 60 | 8:00 | 17:00 | - | - | - | - | 0.35 | no | no
| Shaker | 2 | 10 | 120 | 0.2 | 60 | 8:00 | 17:00 | - | - | - | - | 0.35 | no | no
| Centrifuge | 2 | 120 | 120 | 0.2 | 60 | 8:00 | 17:00 | - | - | - | - | 0.35 | no | no
| Microscope | 2 | 30 | 120 | 0.2 | 60 | 8:00 | 17:00 | - | - | - | - | 0.35 | no | no
| Suction | 1 | 80 | 60 | 0.2 | 30 | 8:00 | 17:00 | - | - | - | - | 0.35 | 0.5 | no
| Incubator | 2 | 300 | 1440 | 0.3 | 720 | 0:00 | 0:00 | - | - | - | - | 0 | 0.75 | no
| Hemogram | 1 | 350 | 120 | 0.2 | 60 | 8:00 | 17:00 | - | - | - | - | 0.35 | no | no
| X-Ray | 1 | 32000 | 15 | 0.2 | 1 | 8:00 | 17:00 | - | - | - | - | 0.35 | 0.5 | no
| Ultrasound | 1 | 100 | 60 | 0.2 | 30 | 8:00 | 17:00 | - | - | - | - | 0.35 | 0.75 | no
| Computer | 2 | 100 | 540 | 0.1 | 480 | 8:00 | 17:00 | - | - | - | - | 0.35 | no | no
| Printer | 2 | 40 | 30 | 0.2 | 1 | 8:00 | 17:00 | - | - | - | - | 0.35 | no | no
| Router | 1 | 6 | 1440 | 0 | 1440 | 0:00 | 0:00 | - | - | - | - | 0 | no | no
| Heater | 4 | 1000 +/- 0.3 | 480 | 0.2 | 300 | 0:00 | 0:00 | - | - | - | - | 0 | no | no
| Phone | 20 | 7 | 300 | 0.2 | 60 | 0:00 | 0:00 | - | - | - | - | 0 | no | no
| Fridge | 3 | 250 | Specific Cycle | Specific Cycle | Specific Cycle | Specific Cycle | Specific Cycle | Specific Cycle | Specific Cycle | Specific Cycle | Specific Cycle | Specific Cycle | no | no
August
|  | Number | Power [W] | Daily Time [min] | Time % | Min Time [min] | W1 Start | W1 End | W2 Start | W2 End | W3 Start | W3 End | Window % | Occasional Use | we/wd
| Indoor Bulb | 27 | 12 | 540 | 0.2 | 300 | 5:00 | 22:00 | - | - | - | - | 0.35 | no | no
| Indoor Tubes | 38 | 30 | 540 | 0.2 | 300 | 5:00 | 22:00 | - | - | - | - | 0.35 | no | no
| Outdoor Bulb | 6 | 30 | 720 | 0 | 720 | 0:00 | 6:00 | 18:00 | 0:00 | - | - | 0:00 | no | no
| Radio | 2 | 7 | 180 | 0.2 | 120 | 7:00 | 17:00 | - | - | - | - | 0.35 | no | no
| Sterilizer | 2 | 120 | 120 | 0.2 | 60 | 8:00 | 17:00 | - | - | - | - | 0.35 | no | no
| Blood Pressure | 1 | 400 | 120 | 0.2 | 60 | 8:00 | 17:00 | - | - | - | - | 0.35 | no | no
| Shaker | 2 | 10 | 120 | 0.2 | 60 | 8:00 | 17:00 | - | - | - | - | 0.35 | no | no
| Centrifuge | 2 | 120 | 120 | 0.2 | 60 | 8:00 | 17:00 | - | - | - | - | 0.35 | no | no
| Microscope | 2 | 30 | 120 | 0.2 | 60 | 8:00 | 17:00 | - | - | - | - | 0.35 | no | no
| Suction | 1 | 80 | 60 | 0.2 | 30 | 8:00 | 17:00 | - | - | - | - | 0.35 | 0.5 | no
| Incubator | 2 | 300 | 1440 | 0.3 | 720 | 0:00 | 0:00 | - | - | - | - | 0 | 0.75 | no
| Hemogram | 1 | 350 | 120 | 0.2 | 60 | 8:00 | 17:00 | - | - | - | - | 0.35 | no | no
| X-Ray | 1 | 32000 | 15 | 0.2 | 1 | 8:00 | 17:00 | - | - | - | - | 0.35 | 0.5 | no
| Ultrasound | 1 | 100 | 60 | 0.2 | 30 | 8:00 | 17:00 | - | - | - | - | 0.35 | 0.75 | no
| Computer | 2 | 100 | 540 | 0.1 | 480 | 8:00 | 17:00 | - | - | - | - | 0.35 | no | no
| Printer | 2 | 40 | 30 | 0.2 | 1 | 8:00 | 17:00 | - | - | - | - | 0.35 | no | no
| Router | 1 | 6 | 1440 | 0 | 1440 | 0:00 | 0:00 | - | - | - | - | 0 | no | no
| Heater | 4 | 1000 +/- 0.3 | 480 | 0.2 | 300 | 0:00 | 0:00 | - | - | - | - | 0 | 0.8 | no
| Phone | 20 | 7 | 300 | 0.2 | 60 | 0:00 | 0:00 | - | - | - | - | 0 | no | no
| Fridge | 3 | 250 | Specific Cycle | Specific Cycle | Specific Cycle | Specific Cycle | Specific Cycle | Specific Cycle | Specific Cycle | Specific Cycle | Specific Cycle | Specific Cycle | no | no
September
|  | Number | Power [W] | Daily Time [min] | Time % | Min Time [min] | W1 Start | W1 End | W2 Start | W2 End | W3 Start | W3 End | Window % | Occasional Use | we/wd
| Indoor Bulb | 27 | 12 | 540 | 0.2 | 300 | 5:00 | 22:00 | - | - | - | - | 0.35 | no | no
| Indoor Tubes | 38 | 30 | 540 | 0.2 | 300 | 5:00 | 22:00 | - | - | - | - | 0.35 | no | no
| Outdoor Bulb | 6 | 30 | 720 | 0 | 720 | 0:00 | 6:00 | 18:00 | 0:00 | - | - | 0:00 | no | no
| Radio | 2 | 7 | 180 | 0.2 | 120 | 7:00 | 17:00 | - | - | - | - | 0.35 | no | no
| Sterilizer | 2 | 120 | 120 | 0.2 | 60 | 8:00 | 17:00 | - | - | - | - | 0.35 | no | no
| Blood Pressure | 1 | 400 | 120 | 0.2 | 60 | 8:00 | 17:00 | - | - | - | - | 0.35 | no | no
| Shaker | 2 | 10 | 120 | 0.2 | 60 | 8:00 | 17:00 | - | - | - | - | 0.35 | no | no
| Centrifuge | 2 | 120 | 120 | 0.2 | 60 | 8:00 | 17:00 | - | - | - | - | 0.35 | no | no
| Microscope | 2 | 30 | 120 | 0.2 | 60 | 8:00 | 17:00 | - | - | - | - | 0.35 | no | no
| Suction | 1 | 80 | 60 | 0.2 | 30 | 8:00 | 17:00 | - | - | - | - | 0.35 | 0.5 | no
| Incubator | 2 | 300 | 1440 | 0.3 | 720 | 0:00 | 0:00 | - | - | - | - | 0 | 0.75 | no
| Hemogram | 1 | 350 | 120 | 0.2 | 60 | 8:00 | 17:00 | - | - | - | - | 0.35 | no | no
| X-Ray | 1 | 32000 | 15 | 0.2 | 1 | 8:00 | 17:00 | - | - | - | - | 0.35 | 0.5 | no
| Ultrasound | 1 | 100 | 60 | 0.2 | 30 | 8:00 | 17:00 | - | - | - | - | 0.35 | 0.75 | no
| Computer | 2 | 100 | 540 | 0.1 | 480 | 8:00 | 17:00 | - | - | - | - | 0.35 | no | no
| Printer | 2 | 40 | 30 | 0.2 | 1 | 8:00 | 17:00 | - | - | - | - | 0.35 | no | no
| Router | 1 | 6 | 1440 | 0 | 1440 | 0:00 | 0:00 | - | - | - | - | 0 | no | no
| Heater | 4 | 1000 +/- 0.3 | 480 | 0.2 | 300 | 0:00 | 0:00 | - | - | - | - | 0 | 0.6 | no
| Phone | 20 | 7 | 300 | 0.2 | 60 | 0:00 | 0:00 | - | - | - | - | 0 | no | no
| Fridge | 3 | 250 | Specific Cycle | Specific Cycle | Specific Cycle | Specific Cycle | Specific Cycle | Specific Cycle | Specific Cycle | Specific Cycle | Specific Cycle | Specific Cycle | no | no
October
|  | Number | Power [W] | Daily Time [min] | Time % | Min Time [min] | W1 Start | W1 End | W2 Start | W2 End | W3 Start | W3 End | Window % | Occasional Use | we/wd
| Indoor Bulb | 27 | 12 | 540 | 0.2 | 300 | 5:00 | 22:00 | - | - | - | - | 0.35 | no | no
| Indoor Tubes | 38 | 30 | 540 | 0.2 | 300 | 5:00 | 22:00 | - | - | - | - | 0.35 | no | no
| Outdoor Bulb | 6 | 30 | 720 | 0 | 720 | 0:00 | 6:00 | 18:00 | 0:00 | - | - | 0:00 | no | no
| Radio | 2 | 7 | 180 | 0.2 | 120 | 7:00 | 17:00 | - | - | - | - | 0.35 | no | no
| Sterilizer | 2 | 120 | 120 | 0.2 | 60 | 8:00 | 17:00 | - | - | - | - | 0.35 | no | no
| Blood Pressure | 1 | 400 | 120 | 0.2 | 60 | 8:00 | 17:00 | - | - | - | - | 0.35 | no | no
| Shaker | 2 | 10 | 120 | 0.2 | 60 | 8:00 | 17:00 | - | - | - | - | 0.35 | no | no
| Centrifuge | 2 | 120 | 120 | 0.2 | 60 | 8:00 | 17:00 | - | - | - | - | 0.35 | no | no
| Microscope | 2 | 30 | 120 | 0.2 | 60 | 8:00 | 17:00 | - | - | - | - | 0.35 | no | no
| Suction | 1 | 80 | 60 | 0.2 | 30 | 8:00 | 17:00 | - | - | - | - | 0.35 | 0.5 | no
| Incubator | 2 | 300 | 1440 | 0.3 | 720 | 0:00 | 0:00 | - | - | - | - | 0 | 0.75 | no
| Hemogram | 1 | 350 | 120 | 0.2 | 60 | 8:00 | 17:00 | - | - | - | - | 0.35 | no | no
| X-Ray | 1 | 32000 | 15 | 0.2 | 1 | 8:00 | 17:00 | - | - | - | - | 0.35 | 0.5 | no
| Ultrasound | 1 | 100 | 60 | 0.2 | 30 | 8:00 | 17:00 | - | - | - | - | 0.35 | 0.75 | no
| Computer | 2 | 100 | 540 | 0.1 | 480 | 8:00 | 17:00 | - | - | - | - | 0.35 | no | no
| Printer | 2 | 40 | 30 | 0.2 | 1 | 8:00 | 17:00 | - | - | - | - | 0.35 | no | no
| Router | 1 | 6 | 1440 | 0 | 1440 | 0:00 | 0:00 | - | - | - | - | 0 | no | no
| Heater | 4 | 1000 +/- 0.3 | 480 | 0.2 | 300 | 0:00 | 0:00 | - | - | - | - | 0 | 0.4 | no
| Phone | 20 | 7 | 300 | 0.2 | 60 | 0:00 | 0:00 | - | - | - | - | 0 | no | no
| Fridge | 3 | 250 | Specific Cycle | Specific Cycle | Specific Cycle | Specific Cycle | Specific Cycle | Specific Cycle | Specific Cycle | Specific Cycle | Specific Cycle | Specific Cycle | no | no
November
|  | Number | Power [W] | Daily Time [min] | Time % | Min Time [min] | W1 Start | W1 End | W2 Start | W2 End | W3 Start | W3 End | Window % | Occasional Use | we/wd
| Indoor Bulb | 27 | 12 | 540 | 0.2 | 300 | 5:00 | 22:00 | - | - | - | - | 0.35 | no | no
| Indoor Tubes | 38 | 30 | 540 | 0.2 | 300 | 5:00 | 22:00 | - | - | - | - | 0.35 | no | no
| Outdoor Bulb | 6 | 30 | 720 | 0 | 720 | 0:00 | 6:00 | 18:00 | 0:00 | - | - | 0:00 | no | no
| Radio | 2 | 7 | 180 | 0.2 | 120 | 7:00 | 17:00 | - | - | - | - | 0.35 | no | no
| Sterilizer | 2 | 120 | 120 | 0.2 | 60 | 8:00 | 17:00 | - | - | - | - | 0.35 | no | no
| Blood Pressure | 1 | 400 | 120 | 0.2 | 60 | 8:00 | 17:00 | - | - | - | - | 0.35 | no | no
| Shaker | 2 | 10 | 120 | 0.2 | 60 | 8:00 | 17:00 | - | - | - | - | 0.35 | no | no
| Centrifuge | 2 | 120 | 120 | 0.2 | 60 | 8:00 | 17:00 | - | - | - | - | 0.35 | no | no
| Microscope | 2 | 30 | 120 | 0.2 | 60 | 8:00 | 17:00 | - | - | - | - | 0.35 | no | no
| Suction | 1 | 80 | 60 | 0.2 | 30 | 8:00 | 17:00 | - | - | - | - | 0.35 | 0.5 | no
| Incubator | 2 | 300 | 1440 | 0.3 | 720 | 0:00 | 0:00 | - | - | - | - | 0 | 0.75 | no
| Hemogram | 1 | 350 | 120 | 0.2 | 60 | 8:00 | 17:00 | - | - | - | - | 0.35 | no | no
| X-Ray | 1 | 32000 | 15 | 0.2 | 1 | 8:00 | 17:00 | - | - | - | - | 0.35 | 0.5 | no
| Ultrasound | 1 | 100 | 60 | 0.2 | 30 | 8:00 | 17:00 | - | - | - | - | 0.35 | 0.75 | no
| Computer | 2 | 100 | 540 | 0.1 | 480 | 8:00 | 17:00 | - | - | - | - | 0.35 | no | no
| Printer | 2 | 40 | 30 | 0.2 | 1 | 8:00 | 17:00 | - | - | - | - | 0.35 | no | no
| Router | 1 | 6 | 1440 | 0 | 1440 | 0:00 | 0:00 | - | - | - | - | 0 | no | no
| Heater | 4 | 1000 +/- 0.3 | 480 | 0.2 | 300 | 0:00 | 0:00 | - | - | - | - | 0 | 0.2 | no
| Phone | 20 | 7 | 300 | 0.2 | 60 | 0:00 | 0:00 | - | - | - | - | 0 | no | no
| Fridge | 3 | 250 | Specific Cycle | Specific Cycle | Specific Cycle | Specific Cycle | Specific Cycle | Specific Cycle | Specific Cycle | Specific Cycle | Specific Cycle | Specific Cycle | no | no
December
|  | Number | Power [W] | Daily Time [min] | Time % | Min Time [min] | W1 Start | W1 End | W2 Start | W2 End | W3 Start | W3 End | Window % | Occasional Use | we/wd
| Indoor Bulb | 27 | 12 | 540 | 0.2 | 300 | 5:00 | 22:00 | - | - | - | - | 0.35 | no | no
| Indoor Tubes | 38 | 30 | 540 | 0.2 | 300 | 5:00 | 22:00 | - | - | - | - | 0.35 | no | no
| Outdoor Bulb | 6 | 30 | 720 | 0 | 720 | 0:00 | 6:00 | 18:00 | 0:00 | - | - | 0:00 | no | no
| Radio | 2 | 7 | 180 | 0.2 | 120 | 7:00 | 17:00 | - | - | - | - | 0.35 | no | no
| Sterilizer | 2 | 120 | 120 | 0.2 | 60 | 8:00 | 17:00 | - | - | - | - | 0.35 | no | no
| Blood Pressure | 1 | 400 | 120 | 0.2 | 60 | 8:00 | 17:00 | - | - | - | - | 0.35 | no | no
| Shaker | 2 | 10 | 120 | 0.2 | 60 | 8:00 | 17:00 | - | - | - | - | 0.35 | no | no
| Centrifuge | 2 | 120 | 120 | 0.2 | 60 | 8:00 | 17:00 | - | - | - | - | 0.35 | no | no
| Microscope | 2 | 30 | 120 | 0.2 | 60 | 8:00 | 17:00 | - | - | - | - | 0.35 | no | no
| Suction | 1 | 80 | 60 | 0.2 | 30 | 8:00 | 17:00 | - | - | - | - | 0.35 | 0.5 | no
| Incubator | 2 | 300 | 1440 | 0.3 | 720 | 0:00 | 0:00 | - | - | - | - | 0 | 0.75 | no
| Hemogram | 1 | 350 | 120 | 0.2 | 60 | 8:00 | 17:00 | - | - | - | - | 0.35 | no | no
| X-Ray | 1 | 32000 | 15 | 0.2 | 1 | 8:00 | 17:00 | - | - | - | - | 0.35 | 0.5 | no
| Ultrasound | 1 | 100 | 60 | 0.2 | 30 | 8:00 | 17:00 | - | - | - | - | 0.35 | 0.75 | no
| Computer | 2 | 100 | 540 | 0.1 | 480 | 8:00 | 17:00 | - | - | - | - | 0.35 | no | no
| Printer | 2 | 40 | 30 | 0.2 | 1 | 8:00 | 17:00 | - | - | - | - | 0.35 | no | no
| Router | 1 | 6 | 1440 | 0 | 1440 | 0:00 | 0:00 | - | - | - | - | 0 | no | no
| Heater | - | - | - | - | - | - | - | - | - | - | - | - | - | -
| Phone | 20 | 7 | 300 | 0.2 | 60 | 0:00 | 0:00 | - | - | - | - | 0 | no | no
| Fridge | 3 | 250 | Specific Cycle | Specific Cycle | Specific Cycle | Specific Cycle | Specific Cycle | Specific Cycle | Specific Cycle | Specific Cycle | Specific Cycle | Specific Cycle | no | no

## Hospital-3
Green Light
January
|  | Number | Power [W] | Daily Time [min] | Time % | Min Time [min] | W1 Start | W1 End | W2 Start | W2 End | W3 Start | W3 End | Window % | Occasional Use | we/wd
| Indoor Bulb | 60 | 12 | 960 | 0.2 | 720 | 0:00 | 0:00 | - | - | - | - | 0 | no | no
| Indoor Tubes | 60 | 30 | 960 | 0.2 | 720 | 0:00 | 0:00 | - | - | - | - | 0 | no | no
| Outdoor Bulb | 20 | 30 | 720 | 0 | 720 | 0:00 | 6:00 | 18:00 | 0:00 | - | - | 0 | no | no
| Radio | 6 | 7 | 300 | 0.2 | 180 | 7:00 | 18:00 | - | - | - | - | 0.35 | no | no
??? | Teather | 5 | 70 | 300 | 0.2 | 240 | 8:00 | 18:00 | - | - | - | - | 0.35 | no | no
| Dental | 1 | 550 | 300 | 0.2 | 60 | 8:00 | 18:00 | - | - | - | - | 0.35 | 0.7 | no
| Sterilizer | 4 | 120 | 240 | 0.2 | 60 | 8:00 | 17:00 | - | - | - | - | 0.35 | no | no
| Shaker | 4 | 10 | 240 | 0.2 | 120 | 8:00 | 17:00 | - | - | - | - | 0.35 | no | no
| Centrifuge | 4 | 120 | 240 | 0.2 | 120 | 8:00 | 17:00 | - | - | - | - | 0.35 | no | no
| Microscope | 4 | 30 | 240 | 0.2 | 120 | 8:00 | 17:00 | - | - | - | - | 0.35 | no | no
| Blood Pressure | 2 | 400 | 240 | 0.2 | 120 | 8:00 | 17:00 | - | - | - | - | 0.35 | no | no
| Hemogram | 2 | 350 | 240 | 0.2 | 120 | 8:00 | 17:00 | - | - | - | - | 0.35 | no | no
| Suction | 6 | 80 | 240 | 0.2 | 120 | 8:00 | 17:00 | - | - | - | - | 0.35 | no | no
| Incubator | 10 | 300 | 1440 | 0 | 1440 | 0:00 | 0:00 | - | - | - | - | 0 | no | no
| Computer | 25 | 100 | 540 | 0.1 | 480 | 8:00 | 17:00 | - | - | - | - | 0.35 | no | no
| Printer | 2 | 40 | 60 | 0.2 | 1 | 8:00 | 17:00 | - | - | - | - | 0.35 | no | no
| Projector | 1 | 250 | 230 | 0.2 | 60 | 8:00 | 17:00 | - | - | - | - | 0.35 | 0.3 | no
| Photocopy | 2 | 400 | 60 | 0.2 | 1 | 8:00 | 17:00 | - | - | - | - | 0.35 | no | no
| TV | 5 | 60 | 960 | 0.1 | 840 | 6:00 | 22:00 | - | - | - | - | 0.35 | no | no
| Router | 2 | 6 | 1440 | 0 | 1440 | 0:00 | 0:00 | - | - | - | - | 0 | no | no
| Elec Heater | 2 | - | - | - | - | - | - | - | - | - | - | - | - | -
| Pump | 1 | 750 | 120 | 0.1 | 60 | 6:00 | 8:00 | - | - | - | - | 0.2 | no | no
| Nebulizer | 2 | 140 | 240 | 0.2 | 120 | 0:00 | 0:00 | - | - | - | - | 0 | no | no
| X-Ray | 2 | 32000 | 30 | 0.2 | 1 | 8:00 | 17:00 | - | - | - | - | 0.2 | 0.7 | no
| MRI | 2 | 18000 | 90 | 0.2 | 30 | 8:00 | 17:00 | - | - | - | - | 0.2 | 0.5 | no
| Ultrasound | 5 | 30 | 90 | 0.2 | 30 | 8:00 | 17:00 | - | - | - | - | 0.2 | no | no
| Phones | 50 | 7 | 600 | 0.2 | 60 | 0:00 | 0:00 | - | - | - | - | 0 | no | no
| Fridge | 12 | 250 | Specific Cycle | Specific Cycle | Specific Cycle | Specific Cycle | Specific Cycle | Specific Cycle | Specific Cycle | Specific Cycle | Specific Cycle | Specific Cycle | no | no
| HVAC | 1 | 12000 | 1440 | 0 | 1440 | 0:00 | 0:00 | - | - | - | - | 0 | no | no
| Dispenser | 2 | 200 | Specific Cycle | Specific Cycle | Specific Cycle | Specific Cycle | Specific Cycle | Specific Cycle | Specific Cycle | Specific Cycle | Specific Cycle | Specific Cycle | no | no
February
|  | Number | Power [W] | Daily Time [min] | Time % | Min Time [min] | W1 Start | W1 End | W2 Start | W2 End | W3 Start | W3 End | Window % | Occasional Use | we/wd
| Indoor Bulb | 60 | 12 | 960 | 0.2 | 720 | 0:00 | 0:00 | - | - | - | - | 0 | no | no
| Indoor Tubes | 60 | 30 | 960 | 0.2 | 720 | 0:00 | 0:00 | - | - | - | - | 0 | no | no
| Outdoor Bulb | 20 | 30 | 720 | 0 | 720 | 0:00 | 6:00 | 18:00 | 0:00 | - | - | 0 | no | no
| Radio | 6 | 7 | 300 | 0.2 | 180 | 7:00 | 18:00 | - | - | - | - | 0.35 | no | no
??? | Teather | 5 | 70 | 300 | 0.2 | 240 | 8:00 | 18:00 | - | - | - | - | 0.35 | no | no
| Dental | 1 | 550 | 300 | 0.2 | 60 | 8:00 | 18:00 | - | - | - | - | 0.35 | 0.7 | no
| Sterilizer | 4 | 120 | 240 | 0.2 | 60 | 8:00 | 17:00 | - | - | - | - | 0.35 | no | no
| Shaker | 4 | 10 | 240 | 0.2 | 120 | 8:00 | 17:00 | - | - | - | - | 0.35 | no | no
| Centrifuge | 4 | 120 | 240 | 0.2 | 120 | 8:00 | 17:00 | - | - | - | - | 0.35 | no | no
| Microscope | 4 | 30 | 240 | 0.2 | 120 | 8:00 | 17:00 | - | - | - | - | 0.35 | no | no
| Blood Pressure | 2 | 400 | 240 | 0.2 | 120 | 8:00 | 17:00 | - | - | - | - | 0.35 | no | no
| Hemogram | 2 | 350 | 240 | 0.2 | 120 | 8:00 | 17:00 | - | - | - | - | 0.35 | no | no
| Suction | 6 | 80 | 240 | 0.2 | 120 | 8:00 | 17:00 | - | - | - | - | 0.35 | no | no
| Incubator | 10 | 300 | 1440 | 0 | 1440 | 0:00 | 0:00 | - | - | - | - | 0 | no | no
| Computer | 25 | 100 | 540 | 0.1 | 480 | 8:00 | 17:00 | - | - | - | - | 0.35 | no | no
| Printer | 2 | 40 | 60 | 0.2 | 1 | 8:00 | 17:00 | - | - | - | - | 0.35 | no | no
| Projector | 1 | 250 | 230 | 0.2 | 60 | 8:00 | 17:00 | - | - | - | - | 0.35 | 0.3 | no
| Photocopy | 2 | 400 | 60 | 0.2 | 1 | 8:00 | 17:00 | - | - | - | - | 0.35 | no | no
| TV | 5 | 60 | 960 | 0.1 | 840 | 6:00 | 22:00 | - | - | - | - | 0.35 | no | no
| Router | 2 | 6 | 1440 | 0 | 1440 | 0:00 | 0:00 | - | - | - | - | 0 | no | no
| Elec Heater | 2 | 1200 +/- 0.3 | 60 | 0.2 | 15 | 0:00 | 6:00 | 18:00 | 0:00 | - | - | 0 | 0.2 | no
| Pump | 1 | 750 | 120 | 0.1 | 60 | 6:00 | 8:00 | - | - | - | - | 0.2 | no | no
| Nebulizer | 2 | 140 | 240 | 0.2 | 120 | 0:00 | 0:00 | - | - | - | - | 0 | no | no
| X-Ray | 2 | 32000 | 30 | 0.2 | 1 | 8:00 | 17:00 | - | - | - | - | 0.2 | 0.7 | no
| MRI | 2 | 18000 | 90 | 0.2 | 30 | 8:00 | 17:00 | - | - | - | - | 0.2 | 0.5 | no
| Ultrasound | 5 | 30 | 90 | 0.2 | 30 | 8:00 | 17:00 | - | - | - | - | 0.2 | no | no
| Phones | 50 | 7 | 600 | 0.2 | 60 | 0:00 | 0:00 | - | - | - | - | 0 | no | no
| Fridge | 12 | 250 | Specific Cycle | Specific Cycle | Specific Cycle | Specific Cycle | Specific Cycle | Specific Cycle | Specific Cycle | Specific Cycle | Specific Cycle | Specific Cycle | no | no
| HVAC | 1 | 12000 | 1440 | 0 | 1440 | 0:00 | 0:00 | - | - | - | - | 0 | no | no
| Dispenser | 2 | 200 | Specific Cycle | Specific Cycle | Specific Cycle | Specific Cycle | Specific Cycle | Specific Cycle | Specific Cycle | Specific Cycle | Specific Cycle | Specific Cycle | no | no
March
|  | Number | Power [W] | Daily Time [min] | Time % | Min Time [min] | W1 Start | W1 End | W2 Start | W2 End | W3 Start | W3 End | Window % | Occasional Use | we/wd
| Indoor Bulb | 60 | 12 | 960 | 0.2 | 720 | 0:00 | 0:00 | - | - | - | - | 0 | no | no
| Indoor Tubes | 60 | 30 | 960 | 0.2 | 720 | 0:00 | 0:00 | - | - | - | - | 0 | no | no
| Outdoor Bulb | 20 | 30 | 720 | 0 | 720 | 0:00 | 6:00 | 18:00 | 0:00 | - | - | 0 | no | no
| Radio | 6 | 7 | 300 | 0.2 | 180 | 7:00 | 18:00 | - | - | - | - | 0.35 | no | no
??? | Teather | 5 | 70 | 300 | 0.2 | 240 | 8:00 | 18:00 | - | - | - | - | 0.35 | no | no
| Dental | 1 | 550 | 300 | 0.2 | 60 | 8:00 | 18:00 | - | - | - | - | 0.35 | 0.7 | no
| Sterilizer | 4 | 120 | 240 | 0.2 | 60 | 8:00 | 17:00 | - | - | - | - | 0.35 | no | no
| Shaker | 4 | 10 | 240 | 0.2 | 120 | 8:00 | 17:00 | - | - | - | - | 0.35 | no | no
| Centrifuge | 4 | 120 | 240 | 0.2 | 120 | 8:00 | 17:00 | - | - | - | - | 0.35 | no | no
| Microscope | 4 | 30 | 240 | 0.2 | 120 | 8:00 | 17:00 | - | - | - | - | 0.35 | no | no
| Blood Pressure | 2 | 400 | 240 | 0.2 | 120 | 8:00 | 17:00 | - | - | - | - | 0.35 | no | no
| Hemogram | 2 | 350 | 240 | 0.2 | 120 | 8:00 | 17:00 | - | - | - | - | 0.35 | no | no
| Suction | 6 | 80 | 240 | 0.2 | 120 | 8:00 | 17:00 | - | - | - | - | 0.35 | no | no
| Incubator | 10 | 300 | 1440 | 0 | 1440 | 0:00 | 0:00 | - | - | - | - | 0 | no | no
| Computer | 25 | 100 | 540 | 0.1 | 480 | 8:00 | 17:00 | - | - | - | - | 0.35 | no | no
| Printer | 2 | 40 | 60 | 0.2 | 1 | 8:00 | 17:00 | - | - | - | - | 0.35 | no | no
| Projector | 1 | 250 | 230 | 0.2 | 60 | 8:00 | 17:00 | - | - | - | - | 0.35 | 0.3 | no
| Photocopy | 2 | 400 | 60 | 0.2 | 1 | 8:00 | 17:00 | - | - | - | - | 0.35 | no | no
| TV | 5 | 60 | 960 | 0.1 | 840 | 6:00 | 22:00 | - | - | - | - | 0.35 | no | no
| Router | 2 | 6 | 1440 | 0 | 1440 | 0:00 | 0:00 | - | - | - | - | 0 | no | no
| Elec Heater | 2 | 1200 +/- 0.3 | 60 | 0.2 | 15 | 0:00 | 6:00 | 18:00 | 0:00 | - | - | 0 | 0.4 | no
| Pump | 1 | 750 | 120 | 0.1 | 60 | 6:00 | 8:00 | - | - | - | - | 0.2 | no | no
| Nebulizer | 2 | 140 | 240 | 0.2 | 120 | 0:00 | 0:00 | - | - | - | - | 0 | no | no
| X-Ray | 2 | 32000 | 30 | 0.2 | 1 | 8:00 | 17:00 | - | - | - | - | 0.2 | 0.7 | no
| MRI | 2 | 18000 | 90 | 0.2 | 30 | 8:00 | 17:00 | - | - | - | - | 0.2 | 0.5 | no
| Ultrasound | 5 | 30 | 90 | 0.2 | 30 | 8:00 | 17:00 | - | - | - | - | 0.2 | no | no
| Phones | 50 | 7 | 600 | 0.2 | 60 | 0:00 | 0:00 | - | - | - | - | 0 | no | no
| Fridge | 12 | 250 | Specific Cycle | Specific Cycle | Specific Cycle | Specific Cycle | Specific Cycle | Specific Cycle | Specific Cycle | Specific Cycle | Specific Cycle | Specific Cycle | no | no
| HVAC | 1 | 12000 | 1440 | 0 | 1440 | 0:00 | 0:00 | - | - | - | - | 0 | no | no
| Dispenser | 2 | 200 | Specific Cycle | Specific Cycle | Specific Cycle | Specific Cycle | Specific Cycle | Specific Cycle | Specific Cycle | Specific Cycle | Specific Cycle | Specific Cycle | no | no
April
|  | Number | Power [W] | Daily Time [min] | Time % | Min Time [min] | W1 Start | W1 End | W2 Start | W2 End | W3 Start | W3 End | Window % | Occasional Use | we/wd
| Indoor Bulb | 60 | 12 | 960 | 0.2 | 720 | 0:00 | 0:00 | - | - | - | - | 0 | no | no
| Indoor Tubes | 60 | 30 | 960 | 0.2 | 720 | 0:00 | 0:00 | - | - | - | - | 0 | no | no
| Outdoor Bulb | 20 | 30 | 720 | 0 | 720 | 0:00 | 6:00 | 18:00 | 0:00 | - | - | 0 | no | no
| Radio | 6 | 7 | 300 | 0.2 | 180 | 7:00 | 18:00 | - | - | - | - | 0.35 | no | no
??? | Teather | 5 | 70 | 300 | 0.2 | 240 | 8:00 | 18:00 | - | - | - | - | 0.35 | no | no
| Dental | 1 | 550 | 300 | 0.2 | 60 | 8:00 | 18:00 | - | - | - | - | 0.35 | 0.7 | no
| Sterilizer | 4 | 120 | 240 | 0.2 | 60 | 8:00 | 17:00 | - | - | - | - | 0.35 | no | no
| Shaker | 4 | 10 | 240 | 0.2 | 120 | 8:00 | 17:00 | - | - | - | - | 0.35 | no | no
| Centrifuge | 4 | 120 | 240 | 0.2 | 120 | 8:00 | 17:00 | - | - | - | - | 0.35 | no | no
| Microscope | 4 | 30 | 240 | 0.2 | 120 | 8:00 | 17:00 | - | - | - | - | 0.35 | no | no
| Blood Pressure | 2 | 400 | 240 | 0.2 | 120 | 8:00 | 17:00 | - | - | - | - | 0.35 | no | no
| Hemogram | 2 | 350 | 240 | 0.2 | 120 | 8:00 | 17:00 | - | - | - | - | 0.35 | no | no
| Suction | 6 | 80 | 240 | 0.2 | 120 | 8:00 | 17:00 | - | - | - | - | 0.35 | no | no
| Incubator | 10 | 300 | 1440 | 0 | 1440 | 0:00 | 0:00 | - | - | - | - | 0 | no | no
| Computer | 25 | 100 | 540 | 0.1 | 480 | 8:00 | 17:00 | - | - | - | - | 0.35 | no | no
| Printer | 2 | 40 | 60 | 0.2 | 1 | 8:00 | 17:00 | - | - | - | - | 0.35 | no | no
| Projector | 1 | 250 | 230 | 0.2 | 60 | 8:00 | 17:00 | - | - | - | - | 0.35 | 0.3 | no
| Photocopy | 2 | 400 | 60 | 0.2 | 1 | 8:00 | 17:00 | - | - | - | - | 0.35 | no | no
| TV | 5 | 60 | 960 | 0.1 | 840 | 6:00 | 22:00 | - | - | - | - | 0.35 | no | no
| Router | 2 | 6 | 1440 | 0 | 1440 | 0:00 | 0:00 | - | - | - | - | 0 | no | no
| Elec Heater | 2 | 1200 +/- 0.3 | 60 | 0.2 | 15 | 0:00 | 6:00 | 18:00 | 0:00 | - | - | 0 | 0.6 | no
| Pump | 1 | 750 | 120 | 0.1 | 60 | 6:00 | 8:00 | - | - | - | - | 0.2 | no | no
| Nebulizer | 2 | 140 | 240 | 0.2 | 120 | 0:00 | 0:00 | - | - | - | - | 0 | no | no
| X-Ray | 2 | 32000 | 30 | 0.2 | 1 | 8:00 | 17:00 | - | - | - | - | 0.2 | 0.7 | no
| MRI | 2 | 18000 | 90 | 0.2 | 30 | 8:00 | 17:00 | - | - | - | - | 0.2 | 0.5 | no
| Ultrasound | 5 | 30 | 90 | 0.2 | 30 | 8:00 | 17:00 | - | - | - | - | 0.2 | no | no
| Phones | 50 | 7 | 600 | 0.2 | 60 | 0:00 | 0:00 | - | - | - | - | 0 | no | no
| Fridge | 12 | 250 | Specific Cycle | Specific Cycle | Specific Cycle | Specific Cycle | Specific Cycle | Specific Cycle | Specific Cycle | Specific Cycle | Specific Cycle | Specific Cycle | no | no
| HVAC | 1 | 12000 | 1440 | 0 | 1440 | 0:00 | 0:00 | - | - | - | - | 0 | no | no
| Dispenser | 2 | 200 | Specific Cycle | Specific Cycle | Specific Cycle | Specific Cycle | Specific Cycle | Specific Cycle | Specific Cycle | Specific Cycle | Specific Cycle | Specific Cycle | no | no
May
|  | Number | Power [W] | Daily Time [min] | Time % | Min Time [min] | W1 Start | W1 End | W2 Start | W2 End | W3 Start | W3 End | Window % | Occasional Use | we/wd
| Indoor Bulb | 60 | 12 | 960 | 0.2 | 720 | 0:00 | 0:00 | - | - | - | - | 0 | no | no
| Indoor Tubes | 60 | 30 | 960 | 0.2 | 720 | 0:00 | 0:00 | - | - | - | - | 0 | no | no
| Outdoor Bulb | 20 | 30 | 720 | 0 | 720 | 0:00 | 6:00 | 18:00 | 0:00 | - | - | 0 | no | no
| Radio | 6 | 7 | 300 | 0.2 | 180 | 7:00 | 18:00 | - | - | - | - | 0.35 | no | no
??? | Teather | 5 | 70 | 300 | 0.2 | 240 | 8:00 | 18:00 | - | - | - | - | 0.35 | no | no
| Dental | 1 | 550 | 300 | 0.2 | 60 | 8:00 | 18:00 | - | - | - | - | 0.35 | 0.7 | no
| Sterilizer | 4 | 120 | 240 | 0.2 | 60 | 8:00 | 17:00 | - | - | - | - | 0.35 | no | no
| Shaker | 4 | 10 | 240 | 0.2 | 120 | 8:00 | 17:00 | - | - | - | - | 0.35 | no | no
| Centrifuge | 4 | 120 | 240 | 0.2 | 120 | 8:00 | 17:00 | - | - | - | - | 0.35 | no | no
| Microscope | 4 | 30 | 240 | 0.2 | 120 | 8:00 | 17:00 | - | - | - | - | 0.35 | no | no
| Blood Pressure | 2 | 400 | 240 | 0.2 | 120 | 8:00 | 17:00 | - | - | - | - | 0.35 | no | no
| Hemogram | 2 | 350 | 240 | 0.2 | 120 | 8:00 | 17:00 | - | - | - | - | 0.35 | no | no
| Suction | 6 | 80 | 240 | 0.2 | 120 | 8:00 | 17:00 | - | - | - | - | 0.35 | no | no
| Incubator | 10 | 300 | 1440 | 0 | 1440 | 0:00 | 0:00 | - | - | - | - | 0 | no | no
| Computer | 25 | 100 | 540 | 0.1 | 480 | 8:00 | 17:00 | - | - | - | - | 0.35 | no | no
| Printer | 2 | 40 | 60 | 0.2 | 1 | 8:00 | 17:00 | - | - | - | - | 0.35 | no | no
| Projector | 1 | 250 | 230 | 0.2 | 60 | 8:00 | 17:00 | - | - | - | - | 0.35 | 0.3 | no
| Photocopy | 2 | 400 | 60 | 0.2 | 1 | 8:00 | 17:00 | - | - | - | - | 0.35 | no | no
| TV | 5 | 60 | 960 | 0.1 | 840 | 6:00 | 22:00 | - | - | - | - | 0.35 | no | no
| Router | 2 | 6 | 1440 | 0 | 1440 | 0:00 | 0:00 | - | - | - | - | 0 | no | no
| Elec Heater | 2 | 1200 +/- 0.3 | 60 | 0.2 | 15 | 0:00 | 6:00 | 18:00 | 0:00 | - | - | 0 | 0.8 | no
| Pump | 1 | 750 | 120 | 0.1 | 60 | 6:00 | 8:00 | - | - | - | - | 0.2 | no | no
| Nebulizer | 2 | 140 | 240 | 0.2 | 120 | 0:00 | 0:00 | - | - | - | - | 0 | no | no
| X-Ray | 2 | 32000 | 30 | 0.2 | 1 | 8:00 | 17:00 | - | - | - | - | 0.2 | 0.7 | no
| MRI | 2 | 18000 | 90 | 0.2 | 30 | 8:00 | 17:00 | - | - | - | - | 0.2 | 0.5 | no
| Ultrasound | 5 | 30 | 90 | 0.2 | 30 | 8:00 | 17:00 | - | - | - | - | 0.2 | no | no
| Phones | 50 | 7 | 600 | 0.2 | 60 | 0:00 | 0:00 | - | - | - | - | 0 | no | no
| Fridge | 12 | 250 | Specific Cycle | Specific Cycle | Specific Cycle | Specific Cycle | Specific Cycle | Specific Cycle | Specific Cycle | Specific Cycle | Specific Cycle | Specific Cycle | no | no
| HVAC | 1 | 12000 | 1440 | 0 | 1440 | 0:00 | 0:00 | - | - | - | - | 0 | no | no
| Dispenser | 2 | 200 | Specific Cycle | Specific Cycle | Specific Cycle | Specific Cycle | Specific Cycle | Specific Cycle | Specific Cycle | Specific Cycle | Specific Cycle | Specific Cycle | no | no
June
|  | Number | Power [W] | Daily Time [min] | Time % | Min Time [min] | W1 Start | W1 End | W2 Start | W2 End | W3 Start | W3 End | Window % | Occasional Use | we/wd
| Indoor Bulb | 60 | 12 | 960 | 0.2 | 720 | 0:00 | 0:00 | - | - | - | - | 0 | no | no
| Indoor Tubes | 60 | 30 | 960 | 0.2 | 720 | 0:00 | 0:00 | - | - | - | - | 0 | no | no
| Outdoor Bulb | 20 | 30 | 720 | 0 | 720 | 0:00 | 6:00 | 18:00 | 0:00 | - | - | 0 | no | no
| Radio | 6 | 7 | 300 | 0.2 | 180 | 7:00 | 18:00 | - | - | - | - | 0.35 | no | no
??? | Teather | 5 | 70 | 300 | 0.2 | 240 | 8:00 | 18:00 | - | - | - | - | 0.35 | no | no
| Dental | 1 | 550 | 300 | 0.2 | 60 | 8:00 | 18:00 | - | - | - | - | 0.35 | 0.7 | no
| Sterilizer | 4 | 120 | 240 | 0.2 | 60 | 8:00 | 17:00 | - | - | - | - | 0.35 | no | no
| Shaker | 4 | 10 | 240 | 0.2 | 120 | 8:00 | 17:00 | - | - | - | - | 0.35 | no | no
| Centrifuge | 4 | 120 | 240 | 0.2 | 120 | 8:00 | 17:00 | - | - | - | - | 0.35 | no | no
| Microscope | 4 | 30 | 240 | 0.2 | 120 | 8:00 | 17:00 | - | - | - | - | 0.35 | no | no
| Blood Pressure | 2 | 400 | 240 | 0.2 | 120 | 8:00 | 17:00 | - | - | - | - | 0.35 | no | no
| Hemogram | 2 | 350 | 240 | 0.2 | 120 | 8:00 | 17:00 | - | - | - | - | 0.35 | no | no
| Suction | 6 | 80 | 240 | 0.2 | 120 | 8:00 | 17:00 | - | - | - | - | 0.35 | no | no
| Incubator | 10 | 300 | 1440 | 0 | 1440 | 0:00 | 0:00 | - | - | - | - | 0 | no | no
| Computer | 25 | 100 | 540 | 0.1 | 480 | 8:00 | 17:00 | - | - | - | - | 0.35 | no | no
| Printer | 2 | 40 | 60 | 0.2 | 1 | 8:00 | 17:00 | - | - | - | - | 0.35 | no | no
| Projector | 1 | 250 | 230 | 0.2 | 60 | 8:00 | 17:00 | - | - | - | - | 0.35 | 0.3 | no
| Photocopy | 2 | 400 | 60 | 0.2 | 1 | 8:00 | 17:00 | - | - | - | - | 0.35 | no | no
| TV | 5 | 60 | 960 | 0.1 | 840 | 6:00 | 22:00 | - | - | - | - | 0.35 | no | no
| Router | 2 | 6 | 1440 | 0 | 1440 | 0:00 | 0:00 | - | - | - | - | 0 | no | no
| Elec Heater | 2 | 1200 +/- 0.3 | 60 | 0.2 | 15 | 0:00 | 6:00 | 18:00 | 0:00 | - | - | 0 | no | no
| Pump | 1 | 750 | 120 | 0.1 | 60 | 6:00 | 8:00 | - | - | - | - | 0.2 | no | no
| Nebulizer | 2 | 140 | 240 | 0.2 | 120 | 0:00 | 0:00 | - | - | - | - | 0 | no | no
| X-Ray | 2 | 32000 | 30 | 0.2 | 1 | 8:00 | 17:00 | - | - | - | - | 0.2 | 0.7 | no
| MRI | 2 | 18000 | 90 | 0.2 | 30 | 8:00 | 17:00 | - | - | - | - | 0.2 | 0.5 | no
| Ultrasound | 5 | 30 | 90 | 0.2 | 30 | 8:00 | 17:00 | - | - | - | - | 0.2 | no | no
| Phones | 50 | 7 | 600 | 0.2 | 60 | 0:00 | 0:00 | - | - | - | - | 0 | no | no
| Fridge | 12 | 250 | Specific Cycle | Specific Cycle | Specific Cycle | Specific Cycle | Specific Cycle | Specific Cycle | Specific Cycle | Specific Cycle | Specific Cycle | Specific Cycle | no | no
| HVAC | 1 | 12000 | 1440 | 0 | 1440 | 0:00 | 0:00 | - | - | - | - | 0 | no | no
| Dispenser | 2 | 200 | Specific Cycle | Specific Cycle | Specific Cycle | Specific Cycle | Specific Cycle | Specific Cycle | Specific Cycle | Specific Cycle | Specific Cycle | Specific Cycle | no | no
July
|  | Number | Power [W] | Daily Time [min] | Time % | Min Time [min] | W1 Start | W1 End | W2 Start | W2 End | W3 Start | W3 End | Window % | Occasional Use | we/wd
| Indoor Bulb | 60 | 12 | 960 | 0.2 | 720 | 0:00 | 0:00 | - | - | - | - | 0 | no | no
| Indoor Tubes | 60 | 30 | 960 | 0.2 | 720 | 0:00 | 0:00 | - | - | - | - | 0 | no | no
| Outdoor Bulb | 20 | 30 | 720 | 0 | 720 | 0:00 | 6:00 | 18:00 | 0:00 | - | - | 0 | no | no
| Radio | 6 | 7 | 300 | 0.2 | 180 | 7:00 | 18:00 | - | - | - | - | 0.35 | no | no
??? | Teather | 5 | 70 | 300 | 0.2 | 240 | 8:00 | 18:00 | - | - | - | - | 0.35 | no | no
| Dental | 1 | 550 | 300 | 0.2 | 60 | 8:00 | 18:00 | - | - | - | - | 0.35 | 0.7 | no
| Sterilizer | 4 | 120 | 240 | 0.2 | 60 | 8:00 | 17:00 | - | - | - | - | 0.35 | no | no
| Shaker | 4 | 10 | 240 | 0.2 | 120 | 8:00 | 17:00 | - | - | - | - | 0.35 | no | no
| Centrifuge | 4 | 120 | 240 | 0.2 | 120 | 8:00 | 17:00 | - | - | - | - | 0.35 | no | no
| Microscope | 4 | 30 | 240 | 0.2 | 120 | 8:00 | 17:00 | - | - | - | - | 0.35 | no | no
| Blood Pressure | 2 | 400 | 240 | 0.2 | 120 | 8:00 | 17:00 | - | - | - | - | 0.35 | no | no
| Hemogram | 2 | 350 | 240 | 0.2 | 120 | 8:00 | 17:00 | - | - | - | - | 0.35 | no | no
| Suction | 6 | 80 | 240 | 0.2 | 120 | 8:00 | 17:00 | - | - | - | - | 0.35 | no | no
| Incubator | 10 | 300 | 1440 | 0 | 1440 | 0:00 | 0:00 | - | - | - | - | 0 | no | no
| Computer | 25 | 100 | 540 | 0.1 | 480 | 8:00 | 17:00 | - | - | - | - | 0.35 | no | no
| Printer | 2 | 40 | 60 | 0.2 | 1 | 8:00 | 17:00 | - | - | - | - | 0.35 | no | no
| Projector | 1 | 250 | 230 | 0.2 | 60 | 8:00 | 17:00 | - | - | - | - | 0.35 | 0.3 | no
| Photocopy | 2 | 400 | 60 | 0.2 | 1 | 8:00 | 17:00 | - | - | - | - | 0.35 | no | no
| TV | 5 | 60 | 960 | 0.1 | 840 | 6:00 | 22:00 | - | - | - | - | 0.35 | no | no
| Router | 2 | 6 | 1440 | 0 | 1440 | 0:00 | 0:00 | - | - | - | - | 0 | no | no
| Elec Heater | 2 | 1200 +/- 0.3 | 60 | 0.2 | 15 | 0:00 | 6:00 | 18:00 | 0:00 | - | - | 0 | no | no
| Pump | 1 | 750 | 120 | 0.1 | 60 | 6:00 | 8:00 | - | - | - | - | 0.2 | no | no
| Nebulizer | 2 | 140 | 240 | 0.2 | 120 | 0:00 | 0:00 | - | - | - | - | 0 | no | no
| X-Ray | 2 | 32000 | 30 | 0.2 | 1 | 8:00 | 17:00 | - | - | - | - | 0.2 | 0.7 | no
| MRI | 2 | 18000 | 90 | 0.2 | 30 | 8:00 | 17:00 | - | - | - | - | 0.2 | 0.5 | no
| Ultrasound | 5 | 30 | 90 | 0.2 | 30 | 8:00 | 17:00 | - | - | - | - | 0.2 | no | no
| Phones | 50 | 7 | 600 | 0.2 | 60 | 0:00 | 0:00 | - | - | - | - | 0 | no | no
| Fridge | 12 | 250 | Specific Cycle | Specific Cycle | Specific Cycle | Specific Cycle | Specific Cycle | Specific Cycle | Specific Cycle | Specific Cycle | Specific Cycle | Specific Cycle | no | no
| HVAC | 1 | 12000 | 1440 | 0 | 1440 | 0:00 | 0:00 | - | - | - | - | 0 | no | no
| Dispenser | 2 | 200 | Specific Cycle | Specific Cycle | Specific Cycle | Specific Cycle | Specific Cycle | Specific Cycle | Specific Cycle | Specific Cycle | Specific Cycle | Specific Cycle | no | no
August
|  | Number | Power [W] | Daily Time [min] | Time % | Min Time [min] | W1 Start | W1 End | W2 Start | W2 End | W3 Start | W3 End | Window % | Occasional Use | we/wd
| Indoor Bulb | 60 | 12 | 960 | 0.2 | 720 | 0:00 | 0:00 | - | - | - | - | 0 | no | no
| Indoor Tubes | 60 | 30 | 960 | 0.2 | 720 | 0:00 | 0:00 | - | - | - | - | 0 | no | no
| Outdoor Bulb | 20 | 30 | 720 | 0 | 720 | 0:00 | 6:00 | 18:00 | 0:00 | - | - | 0 | no | no
| Radio | 6 | 7 | 300 | 0.2 | 180 | 7:00 | 18:00 | - | - | - | - | 0.35 | no | no
??? | Teather | 5 | 70 | 300 | 0.2 | 240 | 8:00 | 18:00 | - | - | - | - | 0.35 | no | no
| Dental | 1 | 550 | 300 | 0.2 | 60 | 8:00 | 18:00 | - | - | - | - | 0.35 | 0.7 | no
| Sterilizer | 4 | 120 | 240 | 0.2 | 60 | 8:00 | 17:00 | - | - | - | - | 0.35 | no | no
| Shaker | 4 | 10 | 240 | 0.2 | 120 | 8:00 | 17:00 | - | - | - | - | 0.35 | no | no
| Centrifuge | 4 | 120 | 240 | 0.2 | 120 | 8:00 | 17:00 | - | - | - | - | 0.35 | no | no
| Microscope | 4 | 30 | 240 | 0.2 | 120 | 8:00 | 17:00 | - | - | - | - | 0.35 | no | no
| Blood Pressure | 2 | 400 | 240 | 0.2 | 120 | 8:00 | 17:00 | - | - | - | - | 0.35 | no | no
| Hemogram | 2 | 350 | 240 | 0.2 | 120 | 8:00 | 17:00 | - | - | - | - | 0.35 | no | no
| Suction | 6 | 80 | 240 | 0.2 | 120 | 8:00 | 17:00 | - | - | - | - | 0.35 | no | no
| Incubator | 10 | 300 | 1440 | 0 | 1440 | 0:00 | 0:00 | - | - | - | - | 0 | no | no
| Computer | 25 | 100 | 540 | 0.1 | 480 | 8:00 | 17:00 | - | - | - | - | 0.35 | no | no
| Printer | 2 | 40 | 60 | 0.2 | 1 | 8:00 | 17:00 | - | - | - | - | 0.35 | no | no
| Projector | 1 | 250 | 230 | 0.2 | 60 | 8:00 | 17:00 | - | - | - | - | 0.35 | 0.3 | no
| Photocopy | 2 | 400 | 60 | 0.2 | 1 | 8:00 | 17:00 | - | - | - | - | 0.35 | no | no
| TV | 5 | 60 | 960 | 0.1 | 840 | 6:00 | 22:00 | - | - | - | - | 0.35 | no | no
| Router | 2 | 6 | 1440 | 0 | 1440 | 0:00 | 0:00 | - | - | - | - | 0 | no | no
| Elec Heater | 2 | 1200 +/- 0.3 | 60 | 0.2 | 15 | 0:00 | 6:00 | 18:00 | 0:00 | - | - | 0 | 0.8 | no
| Pump | 1 | 750 | 120 | 0.1 | 60 | 6:00 | 8:00 | - | - | - | - | 0.2 | no | no
| Nebulizer | 2 | 140 | 240 | 0.2 | 120 | 0:00 | 0:00 | - | - | - | - | 0 | no | no
| X-Ray | 2 | 32000 | 30 | 0.2 | 1 | 8:00 | 17:00 | - | - | - | - | 0.2 | 0.7 | no
| MRI | 2 | 18000 | 90 | 0.2 | 30 | 8:00 | 17:00 | - | - | - | - | 0.2 | 0.5 | no
| Ultrasound | 5 | 30 | 90 | 0.2 | 30 | 8:00 | 17:00 | - | - | - | - | 0.2 | no | no
| Phones | 50 | 7 | 600 | 0.2 | 60 | 0:00 | 0:00 | - | - | - | - | 0 | no | no
| Fridge | 12 | 250 | Specific Cycle | Specific Cycle | Specific Cycle | Specific Cycle | Specific Cycle | Specific Cycle | Specific Cycle | Specific Cycle | Specific Cycle | Specific Cycle | no | no
| HVAC | 1 | 12000 | 1440 | 0 | 1440 | 0:00 | 0:00 | - | - | - | - | 0 | no | no
| Dispenser | 2 | 200 | Specific Cycle | Specific Cycle | Specific Cycle | Specific Cycle | Specific Cycle | Specific Cycle | Specific Cycle | Specific Cycle | Specific Cycle | Specific Cycle | no | no
September
|  | Number | Power [W] | Daily Time [min] | Time % | Min Time [min] | W1 Start | W1 End | W2 Start | W2 End | W3 Start | W3 End | Window % | Occasional Use | we/wd
| Indoor Bulb | 60 | 12 | 960 | 0.2 | 720 | 0:00 | 0:00 | - | - | - | - | 0 | no | no
| Indoor Tubes | 60 | 30 | 960 | 0.2 | 720 | 0:00 | 0:00 | - | - | - | - | 0 | no | no
| Outdoor Bulb | 20 | 30 | 720 | 0 | 720 | 0:00 | 6:00 | 18:00 | 0:00 | - | - | 0 | no | no
| Radio | 6 | 7 | 300 | 0.2 | 180 | 7:00 | 18:00 | - | - | - | - | 0.35 | no | no
??? | Teather | 5 | 70 | 300 | 0.2 | 240 | 8:00 | 18:00 | - | - | - | - | 0.35 | no | no
| Dental | 1 | 550 | 300 | 0.2 | 60 | 8:00 | 18:00 | - | - | - | - | 0.35 | 0.7 | no
| Sterilizer | 4 | 120 | 240 | 0.2 | 60 | 8:00 | 17:00 | - | - | - | - | 0.35 | no | no
| Shaker | 4 | 10 | 240 | 0.2 | 120 | 8:00 | 17:00 | - | - | - | - | 0.35 | no | no
| Centrifuge | 4 | 120 | 240 | 0.2 | 120 | 8:00 | 17:00 | - | - | - | - | 0.35 | no | no
| Microscope | 4 | 30 | 240 | 0.2 | 120 | 8:00 | 17:00 | - | - | - | - | 0.35 | no | no
| Blood Pressure | 2 | 400 | 240 | 0.2 | 120 | 8:00 | 17:00 | - | - | - | - | 0.35 | no | no
| Hemogram | 2 | 350 | 240 | 0.2 | 120 | 8:00 | 17:00 | - | - | - | - | 0.35 | no | no
| Suction | 6 | 80 | 240 | 0.2 | 120 | 8:00 | 17:00 | - | - | - | - | 0.35 | no | no
| Incubator | 10 | 300 | 1440 | 0 | 1440 | 0:00 | 0:00 | - | - | - | - | 0 | no | no
| Computer | 25 | 100 | 540 | 0.1 | 480 | 8:00 | 17:00 | - | - | - | - | 0.35 | no | no
| Printer | 2 | 40 | 60 | 0.2 | 1 | 8:00 | 17:00 | - | - | - | - | 0.35 | no | no
| Projector | 1 | 250 | 230 | 0.2 | 60 | 8:00 | 17:00 | - | - | - | - | 0.35 | 0.3 | no
| Photocopy | 2 | 400 | 60 | 0.2 | 1 | 8:00 | 17:00 | - | - | - | - | 0.35 | no | no
| TV | 5 | 60 | 960 | 0.1 | 840 | 6:00 | 22:00 | - | - | - | - | 0.35 | no | no
| Router | 2 | 6 | 1440 | 0 | 1440 | 0:00 | 0:00 | - | - | - | - | 0 | no | no
| Elec Heater | 2 | 1200 +/- 0.3 | 60 | 0.2 | 15 | 0:00 | 6:00 | 18:00 | 0:00 | - | - | 0 | 0.6 | no
| Pump | 1 | 750 | 120 | 0.1 | 60 | 6:00 | 8:00 | - | - | - | - | 0.2 | no | no
| Nebulizer | 2 | 140 | 240 | 0.2 | 120 | 0:00 | 0:00 | - | - | - | - | 0 | no | no
| X-Ray | 2 | 32000 | 30 | 0.2 | 1 | 8:00 | 17:00 | - | - | - | - | 0.2 | 0.7 | no
| MRI | 2 | 18000 | 90 | 0.2 | 30 | 8:00 | 17:00 | - | - | - | - | 0.2 | 0.5 | no
| Ultrasound | 5 | 30 | 90 | 0.2 | 30 | 8:00 | 17:00 | - | - | - | - | 0.2 | no | no
| Phones | 50 | 7 | 600 | 0.2 | 60 | 0:00 | 0:00 | - | - | - | - | 0 | no | no
| Fridge | 12 | 250 | Specific Cycle | Specific Cycle | Specific Cycle | Specific Cycle | Specific Cycle | Specific Cycle | Specific Cycle | Specific Cycle | Specific Cycle | Specific Cycle | no | no
| HVAC | 1 | 12000 | 1440 | 0 | 1440 | 0:00 | 0:00 | - | - | - | - | 0 | no | no
| Dispenser | 2 | 200 | Specific Cycle | Specific Cycle | Specific Cycle | Specific Cycle | Specific Cycle | Specific Cycle | Specific Cycle | Specific Cycle | Specific Cycle | Specific Cycle | no | no
October
|  | Number | Power [W] | Daily Time [min] | Time % | Min Time [min] | W1 Start | W1 End | W2 Start | W2 End | W3 Start | W3 End | Window % | Occasional Use | we/wd
| Indoor Bulb | 60 | 12 | 960 | 0.2 | 720 | 0:00 | 0:00 | - | - | - | - | 0 | no | no
| Indoor Tubes | 60 | 30 | 960 | 0.2 | 720 | 0:00 | 0:00 | - | - | - | - | 0 | no | no
| Outdoor Bulb | 20 | 30 | 720 | 0 | 720 | 0:00 | 6:00 | 18:00 | 0:00 | - | - | 0 | no | no
| Radio | 6 | 7 | 300 | 0.2 | 180 | 7:00 | 18:00 | - | - | - | - | 0.35 | no | no
??? | Teather | 5 | 70 | 300 | 0.2 | 240 | 8:00 | 18:00 | - | - | - | - | 0.35 | no | no
| Dental | 1 | 550 | 300 | 0.2 | 60 | 8:00 | 18:00 | - | - | - | - | 0.35 | 0.7 | no
| Sterilizer | 4 | 120 | 240 | 0.2 | 60 | 8:00 | 17:00 | - | - | - | - | 0.35 | no | no
| Shaker | 4 | 10 | 240 | 0.2 | 120 | 8:00 | 17:00 | - | - | - | - | 0.35 | no | no
| Centrifuge | 4 | 120 | 240 | 0.2 | 120 | 8:00 | 17:00 | - | - | - | - | 0.35 | no | no
| Microscope | 4 | 30 | 240 | 0.2 | 120 | 8:00 | 17:00 | - | - | - | - | 0.35 | no | no
| Blood Pressure | 2 | 400 | 240 | 0.2 | 120 | 8:00 | 17:00 | - | - | - | - | 0.35 | no | no
| Hemogram | 2 | 350 | 240 | 0.2 | 120 | 8:00 | 17:00 | - | - | - | - | 0.35 | no | no
| Suction | 6 | 80 | 240 | 0.2 | 120 | 8:00 | 17:00 | - | - | - | - | 0.35 | no | no
| Incubator | 10 | 300 | 1440 | 0 | 1440 | 0:00 | 0:00 | - | - | - | - | 0 | no | no
| Computer | 25 | 100 | 540 | 0.1 | 480 | 8:00 | 17:00 | - | - | - | - | 0.35 | no | no
| Printer | 2 | 40 | 60 | 0.2 | 1 | 8:00 | 17:00 | - | - | - | - | 0.35 | no | no
| Projector | 1 | 250 | 230 | 0.2 | 60 | 8:00 | 17:00 | - | - | - | - | 0.35 | 0.3 | no
| Photocopy | 2 | 400 | 60 | 0.2 | 1 | 8:00 | 17:00 | - | - | - | - | 0.35 | no | no
| TV | 5 | 60 | 960 | 0.1 | 840 | 6:00 | 22:00 | - | - | - | - | 0.35 | no | no
| Router | 2 | 6 | 1440 | 0 | 1440 | 0:00 | 0:00 | - | - | - | - | 0 | no | no
| Elec Heater | 2 | 1200 +/- 0.3 | 60 | 0.2 | 15 | 0:00 | 6:00 | 18:00 | 0:00 | - | - | 0 | 0.4 | no
| Pump | 1 | 750 | 120 | 0.1 | 60 | 6:00 | 8:00 | - | - | - | - | 0.2 | no | no
| Nebulizer | 2 | 140 | 240 | 0.2 | 120 | 0:00 | 0:00 | - | - | - | - | 0 | no | no
| X-Ray | 2 | 32000 | 30 | 0.2 | 1 | 8:00 | 17:00 | - | - | - | - | 0.2 | 0.7 | no
| MRI | 2 | 18000 | 90 | 0.2 | 30 | 8:00 | 17:00 | - | - | - | - | 0.2 | 0.5 | no
| Ultrasound | 5 | 30 | 90 | 0.2 | 30 | 8:00 | 17:00 | - | - | - | - | 0.2 | no | no
| Phones | 50 | 7 | 600 | 0.2 | 60 | 0:00 | 0:00 | - | - | - | - | 0 | no | no
| Fridge | 12 | 250 | Specific Cycle | Specific Cycle | Specific Cycle | Specific Cycle | Specific Cycle | Specific Cycle | Specific Cycle | Specific Cycle | Specific Cycle | Specific Cycle | no | no
| HVAC | 1 | 12000 | 1440 | 0 | 1440 | 0:00 | 0:00 | - | - | - | - | 0 | no | no
| Dispenser | 2 | 200 | Specific Cycle | Specific Cycle | Specific Cycle | Specific Cycle | Specific Cycle | Specific Cycle | Specific Cycle | Specific Cycle | Specific Cycle | Specific Cycle | no | no
November
|  | Number | Power [W] | Daily Time [min] | Time % | Min Time [min] | W1 Start | W1 End | W2 Start | W2 End | W3 Start | W3 End | Window % | Occasional Use | we/wd
| Indoor Bulb | 60 | 12 | 960 | 0.2 | 720 | 0:00 | 0:00 | - | - | - | - | 0 | no | no
| Indoor Tubes | 60 | 30 | 960 | 0.2 | 720 | 0:00 | 0:00 | - | - | - | - | 0 | no | no
| Outdoor Bulb | 20 | 30 | 720 | 0 | 720 | 0:00 | 6:00 | 18:00 | 0:00 | - | - | 0 | no | no
| Radio | 6 | 7 | 300 | 0.2 | 180 | 7:00 | 18:00 | - | - | - | - | 0.35 | no | no
??? | Teather | 5 | 70 | 300 | 0.2 | 240 | 8:00 | 18:00 | - | - | - | - | 0.35 | no | no
| Dental | 1 | 550 | 300 | 0.2 | 60 | 8:00 | 18:00 | - | - | - | - | 0.35 | 0.7 | no
| Sterilizer | 4 | 120 | 240 | 0.2 | 60 | 8:00 | 17:00 | - | - | - | - | 0.35 | no | no
| Shaker | 4 | 10 | 240 | 0.2 | 120 | 8:00 | 17:00 | - | - | - | - | 0.35 | no | no
| Centrifuge | 4 | 120 | 240 | 0.2 | 120 | 8:00 | 17:00 | - | - | - | - | 0.35 | no | no
| Microscope | 4 | 30 | 240 | 0.2 | 120 | 8:00 | 17:00 | - | - | - | - | 0.35 | no | no
| Blood Pressure | 2 | 400 | 240 | 0.2 | 120 | 8:00 | 17:00 | - | - | - | - | 0.35 | no | no
| Hemogram | 2 | 350 | 240 | 0.2 | 120 | 8:00 | 17:00 | - | - | - | - | 0.35 | no | no
| Suction | 6 | 80 | 240 | 0.2 | 120 | 8:00 | 17:00 | - | - | - | - | 0.35 | no | no
| Incubator | 10 | 300 | 1440 | 0 | 1440 | 0:00 | 0:00 | - | - | - | - | 0 | no | no
| Computer | 25 | 100 | 540 | 0.1 | 480 | 8:00 | 17:00 | - | - | - | - | 0.35 | no | no
| Printer | 2 | 40 | 60 | 0.2 | 1 | 8:00 | 17:00 | - | - | - | - | 0.35 | no | no
| Projector | 1 | 250 | 230 | 0.2 | 60 | 8:00 | 17:00 | - | - | - | - | 0.35 | 0.3 | no
| Photocopy | 2 | 400 | 60 | 0.2 | 1 | 8:00 | 17:00 | - | - | - | - | 0.35 | no | no
| TV | 5 | 60 | 960 | 0.1 | 840 | 6:00 | 22:00 | - | - | - | - | 0.35 | no | no
| Router | 2 | 6 | 1440 | 0 | 1440 | 0:00 | 0:00 | - | - | - | - | 0 | no | no
| Elec Heater | 2 | 1200 +/- 0.3 | 60 | 0.2 | 15 | 0:00 | 6:00 | 18:00 | 0:00 | - | - | 0 | 0.2 | no
| Pump | 1 | 750 | 120 | 0.1 | 60 | 6:00 | 8:00 | - | - | - | - | 0.2 | no | no
| Nebulizer | 2 | 140 | 240 | 0.2 | 120 | 0:00 | 0:00 | - | - | - | - | 0 | no | no
| X-Ray | 2 | 32000 | 30 | 0.2 | 1 | 8:00 | 17:00 | - | - | - | - | 0.2 | 0.7 | no
| MRI | 2 | 18000 | 90 | 0.2 | 30 | 8:00 | 17:00 | - | - | - | - | 0.2 | 0.5 | no
| Ultrasound | 5 | 30 | 90 | 0.2 | 30 | 8:00 | 17:00 | - | - | - | - | 0.2 | no | no
| Phones | 50 | 7 | 600 | 0.2 | 60 | 0:00 | 0:00 | - | - | - | - | 0 | no | no
| Fridge | 12 | 250 | Specific Cycle | Specific Cycle | Specific Cycle | Specific Cycle | Specific Cycle | Specific Cycle | Specific Cycle | Specific Cycle | Specific Cycle | Specific Cycle | no | no
| HVAC | 1 | 12000 | 1440 | 0 | 1440 | 0:00 | 0:00 | - | - | - | - | 0 | no | no
| Dispenser | 2 | 200 | Specific Cycle | Specific Cycle | Specific Cycle | Specific Cycle | Specific Cycle | Specific Cycle | Specific Cycle | Specific Cycle | Specific Cycle | Specific Cycle | no | no
December
|  | Number | Power [W] | Daily Time [min] | Time % | Min Time [min] | W1 Start | W1 End | W2 Start | W2 End | W3 Start | W3 End | Window % | Occasional Use | we/wd
| Indoor Bulb | 60 | 12 | 960 | 0.2 | 720 | 0:00 | 0:00 | - | - | - | - | 0 | no | no
| Indoor Tubes | 60 | 30 | 960 | 0.2 | 720 | 0:00 | 0:00 | - | - | - | - | 0 | no | no
| Outdoor Bulb | 20 | 30 | 720 | 0 | 720 | 0:00 | 6:00 | 18:00 | 0:00 | - | - | 0 | no | no
| Radio | 6 | 7 | 300 | 0.2 | 180 | 7:00 | 18:00 | - | - | - | - | 0.35 | no | no
??? | Teather | 5 | 70 | 300 | 0.2 | 240 | 8:00 | 18:00 | - | - | - | - | 0.35 | no | no
| Dental | 1 | 550 | 300 | 0.2 | 60 | 8:00 | 18:00 | - | - | - | - | 0.35 | 0.7 | no
| Sterilizer | 4 | 120 | 240 | 0.2 | 60 | 8:00 | 17:00 | - | - | - | - | 0.35 | no | no
| Shaker | 4 | 10 | 240 | 0.2 | 120 | 8:00 | 17:00 | - | - | - | - | 0.35 | no | no
| Centrifuge | 4 | 120 | 240 | 0.2 | 120 | 8:00 | 17:00 | - | - | - | - | 0.35 | no | no
| Microscope | 4 | 30 | 240 | 0.2 | 120 | 8:00 | 17:00 | - | - | - | - | 0.35 | no | no
| Blood Pressure | 2 | 400 | 240 | 0.2 | 120 | 8:00 | 17:00 | - | - | - | - | 0.35 | no | no
| Hemogram | 2 | 350 | 240 | 0.2 | 120 | 8:00 | 17:00 | - | - | - | - | 0.35 | no | no
| Suction | 6 | 80 | 240 | 0.2 | 120 | 8:00 | 17:00 | - | - | - | - | 0.35 | no | no
| Incubator | 10 | 300 | 1440 | 0 | 1440 | 0:00 | 0:00 | - | - | - | - | 0 | no | no
| Computer | 25 | 100 | 540 | 0.1 | 480 | 8:00 | 17:00 | - | - | - | - | 0.35 | no | no
| Printer | 2 | 40 | 60 | 0.2 | 1 | 8:00 | 17:00 | - | - | - | - | 0.35 | no | no
| Projector | 1 | 250 | 230 | 0.2 | 60 | 8:00 | 17:00 | - | - | - | - | 0.35 | 0.3 | no
| Photocopy | 2 | 400 | 60 | 0.2 | 1 | 8:00 | 17:00 | - | - | - | - | 0.35 | no | no
| TV | 5 | 60 | 960 | 0.1 | 840 | 6:00 | 22:00 | - | - | - | - | 0.35 | no | no
| Router | 2 | 6 | 1440 | 0 | 1440 | 0:00 | 0:00 | - | - | - | - | 0 | no | no
| Elec Heater | - | - | - | - | - | - | - | - | - | - | - | - | - | -
| Pump | 1 | 750 | 120 | 0.1 | 60 | 6:00 | 8:00 | - | - | - | - | 0.2 | no | no
| Nebulizer | 2 | 140 | 240 | 0.2 | 120 | 0:00 | 0:00 | - | - | - | - | 0 | no | no
| X-Ray | 2 | 32000 | 30 | 0.2 | 1 | 8:00 | 17:00 | - | - | - | - | 0.2 | 0.7 | no
| MRI | 2 | 18000 | 90 | 0.2 | 30 | 8:00 | 17:00 | - | - | - | - | 0.2 | 0.5 | no
| Ultrasound | 5 | 30 | 90 | 0.2 | 30 | 8:00 | 17:00 | - | - | - | - | 0.2 | no | no
| Phones | 50 | 7 | 600 | 0.2 | 60 | 0:00 | 0:00 | - | - | - | - | 0 | no | no
| Fridge | 12 | 250 | Specific Cycle | Specific Cycle | Specific Cycle | Specific Cycle | Specific Cycle | Specific Cycle | Specific Cycle | Specific Cycle | Specific Cycle | Specific Cycle | no | no
| HVAC | 1 | 12000 | 1440 | 0 | 1440 | 0:00 | 0:00 | - | - | - | - | 0 | no | no
| Dispenser | 2 | 200 | Specific Cycle | Specific Cycle | Specific Cycle | Specific Cycle | Specific Cycle | Specific Cycle | Specific Cycle | Specific Cycle | Specific Cycle | Specific Cycle | no | no

## Hospital-4
Hospital-3 | *1.5

## Hospital-5
Hospital-3 | *2